## GBF2022
Category | Disbursement year | Project purpose | Outstanding green loans (DKK intevals) | Emissions avoided/reduced annually | Annual energy reduced/avoided (MWh) | Annual renewable energy generated
Energy | 2024 | Heat pump | >500 mDKK | 0 | 0 | N/A
Sustainable water and wastewater management | 2024 | Investments in the general water collection, treatment, and distribution infrastructure | 250-500 mDKK | 0 | 0 | 0
Energy | 2024 | Investments in the general district heating infrastructure | 250-500 mDKK | 0 | 0 | N/A
Energy | 2024 | Expansion of district heating distribution | 250-500 mDKK | 1117.3851 | 0 | N/A
Energy | 2024 | Expansion of district heating production and distribution. Conversion from natural gas | 100-250 mDKK | 0 | 0 | N/A
Energy | 2024 | Waste heat utilization | 100-250 mDKK | 1484.8108 | 0 | N/A
Energy | 2024 | Expansion of district heating distribution | 100-250 mDKK | 0 | 0 | N/A
Sustainable water and wastewater management | 2024 | Investments in the general wastewater treatment and collection infrastructure | 100-250 mDKK | 0 | N/A | 0
Sustainable water and wastewater management | 2024 | Investments in the general wastewater treatment and collection infrastructure | 100-250 mDKK | 0 | N/A | 0
Sustainable water and wastewater management | 2024 | Investments in the general wastewater treatment and collection infrastructure | 50-100 mDKK | 0 | N/A | 0
Energy | 2024 | Heat pump | 50-100 mDKK | 0 | 0 | N/A
Sustainable water and wastewater management | 2024 | Pre-development of land for installation and extension of sewerage | 50-100 mDKK | 0 | N/A | 0
Energy | 2024 | Expansion of district heating production and distribution. Conversion from natural gas | 50-100 mDKK | 0 | 0 | N/A
Energy | 2024 | Expansion of district heating production and distribution. Conversion from natural gas | 50-100 mDKK | 314.5053 | 0 | N/A
Sustainable water and wastewater management | 2024 | Water gauges | 50-100 mDKK | 0 | 0 | 0
Energy | 2024 | Heat pump | 50-100 mDKK | 0 | 0 | N/A
Polution prevention and control | 2024 | Procurement of separated household waste containers | 50-100 mDKK | 8494.9174 | 0 | 0
Sustainable water and wastewater management | 2024 | New wastewater treatment and biogas plant | 50-100 mDKK | 68.8477 | N/A | 516.3579
Sustainable water and wastewater management | 2024 | Investments in the general wastewater treatment and collection infrastructure | 50-100 mDKK | 0 | N/A | 0
Sustainable water and wastewater management | 2024 | Detention areas for large volumes of rainwater in a sewerage system | 0-50 mDKK | 0 | N/A | 0
Sustainable water and wastewater management | 2024 | Investments in the general water collection, treatment, and distribution infrastructure | 0-50 mDKK | 0 | 0 | 0
Sustainable water and wastewater management | 2024 | Investments in the general water collection, treatment, and distribution infrastructure | 0-50 mDKK | 0 | 0 | 0
Energy | 2024 | Renewal of district heating pipelines | 0-50 mDKK | 0 | 0 | N/A
Energy | 2024 | Expansion of district heating production and distribution. Conversion from natural gas | 0-50 mDKK | 0 | 0 | N/A
Energy | 2024 | Renewal of district heating pipelines | 0-50 mDKK | 114.6735 | 624.2352 | N/A
Energy | 2024 | Expansion of district heating production and distribution. Conversion from natural gas | 0-50 mDKK | 134.6838 | 0 | N/A
Sustainable water and wastewater management | 2024 | Investments in the general water collection, treatment, and distribution infrastructure | 0-50 mDKK | 0 | 0 | 0
Sustainable water and wastewater management | 2024 | Investments in the general wastewater treatment and collection infrastructure | 0-50 mDKK | 0 | N/A | 0
Sustainable water and wastewater management | 2024 | Investments in the general water collection, treatment, and distribution infrastructure | 0-50 mDKK | 0 | 0 | 0
Sustainable water and wastewater management | 2024 | Land procurement for protection of groundwater wells from pollution. | 0-50 mDKK | 0 | 0 | 0
Energy | 2024 | Expansion of district heating production and distribution. Conversion from natural gas | 0-50 mDKK | 169.5645 | 0 | N/A
Sustainable water and wastewater management | 2024 | Sewerage extension | 0-50 mDKK | 0 | N/A | 0
Sustainable water and wastewater management | 2024 | Investments in the general water collection, treatment, and distribution infrastructure | 0-50 mDKK | 0 | 0 | 0
Sustainable water and wastewater management | 2024 | Detention areas for large volumes of rainwater in a sewerage system | 0-50 mDKK | 0 | N/A | 0
Energy | 2024 | Expansion of district heating distribution | 0-50 mDKK | 0 | 0 | N/A
Sustainable water and wastewater management | 2024 | Investments in the general wastewater treatment and collection infrastructure | 0-50 mDKK | 0 | N/A | 0
Sustainable water and wastewater management | 2024 | Investments in the general water collection, treatment, and distribution infrastructure | 0-50 mDKK | 0 | 0 | 0
Energy | 2024 | Solar energy | 0-50 mDKK | 0 | 0 | 0
Sustainable water and wastewater management | 2024 | Investments in the general water collection, treatment, and distribution infrastructure | 0-50 mDKK | 0 | 0 | 0
Sustainable water and wastewater management | 2024 | Investments in the general water collection, treatment, and distribution infrastructure | 0-50 mDKK | 0 | 0 | 0
Sustainable water and wastewater management | 2024 | Waterworks | 0-50 mDKK | 0 | 0 | 0
Green buildings | 2024 | Renovation of existing municipal buildings | 0-50 mDKK | 0 | 0 | 0
Energy | 2024 | Expansion of district heating distribution | 0-50 mDKK | 380.0926 | 0 | N/A
Green buildings | 2024 | Renovation and installation of energy efficient equipment in existing school and nursing home | 0-50 mDKK | 0 | 0 | 0
Sustainable water and wastewater management | 2024 | Detention areas for large volumes of rainwater in a sewerage system | 0-50 mDKK | 0 | N/A | 0
Sustainable water and wastewater management | 2024 | Investments in the general water collection, treatment, and distribution infrastructure | 0-50 mDKK | 0 | 0 | 0
Polution prevention and control | 2024 | Procurement of separated household waste containers | 0-50 mDKK | 0 | 0 | 0
Sustainable water and wastewater management | 2024 | Investments in the general wastewater treatment and collection infrastructure | 0-50 mDKK | 0 | N/A | 0
Energy | 2024 | Expansion of district heating production and distribution. Conversion from natural gas | 0-50 mDKK | 0 | 0 | N/A
Sustainable water and wastewater management | 2024 | Investments in the general water collection, treatment, and distribution infrastructure | 0-50 mDKK | 0 | 0 | 0
Sustainable water and wastewater management | 2024 | Land procurement for protection of groundwater wells from pollution. | 0-50 mDKK | 0 | 0 | 0
Sustainable water and wastewater management | 2024 | Investments in the general water collection, treatment, and distribution infrastructure | 0-50 mDKK | 0 | 0 | 0
Sustainable water and wastewater management | 2024 | Renewal of sewage system | 0-50 mDKK | 0 | N/A | 0
Sustainable water and wastewater management | 2024 | New wastewater treatment and biogas plant | 0-50 mDKK | 0 | N/A | 143.8411
Energy | 2024 | Expansion of district heating distribution | 0-50 mDKK | 0 | 0 | N/A
Energy | 2024 | Renewal of district heating pipelines | 0-50 mDKK | 0 | 0 | N/A
Green buildings | 2024 | Installation of energy efficient equipment.Municipal street lighting and connection to district heating | 0-50 mDKK | 0 | 0 | 0
Sustainable water and wastewater management | 2024 | Investments in the general water collection, treatment, and distribution infrastructure | 0-50 mDKK | 0 | 0 | 0
Sustainable water and wastewater management | 2024 | Investments in the general wastewater treatment and collection infrastructure | 0-50 mDKK | 0 | N/A | 0
Energy | 2024 | Expansion of district heating production and distribution. Conversion from natural gas | 0-50 mDKK | 25.0414 | 0 | N/A
Energy | 2024 | Expansion of district heating distribution | 0-50 mDKK | 93.5858 | 0 | N/A
Sustainable water and wastewater management | 2024 | Renewal of sewage system | 0-50 mDKK | 0 | N/A | 0
Energy | 2024 | Biomass fuelled energy plant | 0-50 mDKK | 0 | 0 | 0
Climate change adaptation | 2024 | Cloudburst and flooding adaptation through dams, sewerage and nature-based solutions | 0-50 mDKK | N/A | N/A | N/A
Sustainable water and wastewater management | 2024 | Investments in the general wastewater treatment and collection infrastructure | 0-50 mDKK | 0 | N/A | 0
Energy | 2024 | Expansion of district heating production and distribution. Conversion from natural gas | 0-50 mDKK | 68.9785 | 0 | N/A
Polution prevention and control | 2024 | Transfer hall | 0-50 mDKK | 0 | 0 | 0
Climate change adaptation | 2024 | Cloudburst and flooding adaptation through dams, sewerage and nature-based solutions | 0-50 mDKK | N/A | N/A | N/A
Sustainable water and wastewater management | 2024 | Investments in the general water collection, treatment, and distribution infrastructure | 0-50 mDKK | 0 | 0 | 0
Energy | 2024 | Biomass fuelled energy plant | 0-50 mDKK | 626.7483 | 0 | 7041.8333
Energy | 2024 | New accumulation tank | 0-50 mDKK | 0 | 0 | N/A
Energy | 2024 | Expansion of district heating production and distribution. Conversion from natural gas | 0-50 mDKK | 19.7109 | 0 | N/A
Sustainable water and wastewater management | 2024 | Investments in the general wastewater treatment and collection infrastructure | 0-50 mDKK | 0 | N/A | 0
Sustainable water and wastewater management | 2024 | Waterworks | 0-50 mDKK | 0 | 0 | 0
Energy | 2024 | Renewal of district heating pipelines | 0-50 mDKK | 201.6534 | 1369.7964 | N/A
Energy | 2024 | Renewal of district heating pipelines | 0-50 mDKK | 15.206 | 79.6126 | N/A
Sustainable water and wastewater management | 2024 | Renovation of waterworks distribution network | 0-50 mDKK | 0 | 0 | 0
Green buildings | 2024 | Installation of energy efficient equipment. Municipal street lighting and connection to district heating | 0-50 mDKK | 0 | 0 | 0
Energy | 2024 | Biomass fuelled energy plant | 0-50 mDKK | 409.5543 | 0 | 4601.5484
Polution prevention and control | 2024 | Transfer hall | 0-50 mDKK | 2.3171 | 0 | 0
Energy | 2024 | Heat pump | 0-50 mDKK | 64.4166 | 0 | N/A
Green buildings | 2024 | Renovation of existing municipal buildings | 0-50 mDKK | 0 | 0 | 0
Green buildings | 2024 | Renovation of existing municipal buildings | 0-50 mDKK | 52.3403 | 552.5956 | 0
Energy | 2024 | Expansion of district heating distribution | 0-50 mDKK | 35.8192 | 0 | N/A
Energy | 2024 | Biomass fuelled energy plant | 0-50 mDKK | 0 | 0 | N/A
Sustainable water and wastewater management | 2024 | Water softening | 0-50 mDKK | 0 | 0 | 0
Energy | 2024 | Renewal of district heating pipelines | 0-50 mDKK | 0 | 0 | N/A
Energy | 2024 | Installation of heat meters and other measurement equipment as per Danish legislative requirements | 0-50 mDKK | 18.8747 | 0 | N/A
Climate change adaptation | 2024 | Cloudburst and flooding adaptation through dams, sewerage and nature-based solutions | 0-50 mDKK | N/A | N/A | N/A
Sustainable water and wastewater management | 2024 | Investments in the general water collection, treatment, and distribution infrastructure | 0-50 mDKK | 0 | 0 | 0
Energy | 2024 | Expansion of district heating production and distribution. Conversion from natural gas | 0-50 mDKK | 5.6636 | 0 | N/A
Energy | 2024 | Expansion of district heating distribution | 0-50 mDKK | 6.9859 | 0 | N/A
Energy | 2024 | Expansion of district heating distribution | 0-50 mDKK | 1.8591 | 0 | N/A
Energy | 2024 | Expansion of district heating production and distribution. Conversion from natural gas | 0-50 mDKK | 12.9763 | 0 | N/A
Energy | 2024 | High voltage installation | 0-50 mDKK | 18.5774 | 97.2637 | N/A
Energy | 2024 | Renewal of district heating pipelines | 0-50 mDKK | 0 | 0 | N/A
Sustainable water and wastewater management | 2024 | New wastewater treatment and biogas plant | 0-50 mDKK | 1.7212 | N/A | 12.9089
Energy | 2024 | Renewal of district heating pipelines | 0-50 mDKK | 0 | 0 | N/A
Climate change adaptation | 2024 | Cloudburst and flooding adaptation through dams, sewerage and nature-based solutions | 0-50 mDKK | N/A | N/A | N/A
Sustainable water and wastewater management | 2024 | Renovation of waterworks distribution network | 0-50 mDKK | 0 | 0 | 0
Climate change adaptation | 2024 | Cloudburst and flooding adaptation through dams, sewerage and nature-based solutions | 0-50 mDKK | N/A | N/A | N/A
Sustainable water and wastewater management | 2024 | Investments in the general water collection, treatment, and distribution infrastructure | 0-50 mDKK | 0 | 0 | 0
Sustainable water and wastewater management | 2024 | Expansion of waterworks distribution network | 0-50 mDKK | 0 | 0 | 0
Sustainable water and wastewater management | 2024 | Expansion of waterworks distribution network | 0-50 mDKK | 0 | 0 | 0
Sustainable water and wastewater management | 2024 | Expansion of waterworks distribution network | 0-50 mDKK | 0 | 0 | 0
Energy | 2023 | Biomass fuelled energy plant | 250-500 mDKK | 17380.1244 | 0 | 195274.4529
Energy | 2023 | Biomass fuelled energy plant | 250-500 mDKK | 17594.2005 | 0 | 197679.7059
Energy | 2023 | Investments in the general district heating infrastructure | 100-250 mDKK | 0 | 0 | N/A
Energy | 2023 | Expansion of district heating distribution | 100-250 mDKK | 0 | 0 | N/A
Energy | 2023 | Expansion of district heating production and distribution | 100-250 mDKK | 0 | 0 | N/A
Sustainable water and wastewater management | 2023 | Investments in the general wastewater treatment and collection infrastructure | 100-250 mDKK | 0 | N/A | 0
Energy | 2023 | Expansion of district heating production and distribution | 100-250 mDKK | 0 | 0 | N/A
Energy | 2023 | Expansion of district heating production and distribution | 100-250 mDKK | 0 | 0 | N/A
Polution prevention and control | 2023 | Reduction of emissions to air related to waste incineration | 100-250 mDKK | 0 | 0 | 0
Energy | 2023 | Expansion of district heating distribution. Conversion from natural gas | 100-250 mDKK | 0 | 0 | N/A
Energy | 2023 | Expansion of district heating production and distribution | 100-250 mDKK | 638.664 | 0 | N/A
Energy | 2023 | Expansion of district heating distribution | 100-250 mDKK | 0 | 0 | N/A
Energy | 2023 | Expansion of district heating distribution. Conversion from natural gas | 50-100 mDKK | 1244.1582 | 0 | N/A
Energy | 2023 | Expansion of district heating distribution. Conversion from natural gas | 50-100 mDKK | 1887.4714 | 0 | N/A
Energy | 2023 | Expansion of district heating distribution | 50-100 mDKK | 290.0645 | 0 | N/A
Energy | 2023 | Expansion of district heating production and distribution | 50-100 mDKK | 0 | 0 | N/A
Sustainable water and wastewater management | 2023 | Investments in the general wastewater treatment and collection infrastructure | 50-100 mDKK | 0 | N/A | 0
Energy | 2023 | Expansion of district heating distribution | 50-100 mDKK | 62.198 | 0 | N/A
Polution prevention and control | 2023 | Investments in recycling station | 50-100 mDKK | 0 | 0 | 0
Energy | 2023 | Expansion of district heating production and distribution | 50-100 mDKK | 0 | 0 | N/A
Polution prevention and control | 2023 | Procurement of separated household waste containers | 50-100 mDKK | 2942.4753 | 0 | 0
Energy | 2023 | Expansion of district heating production and distribution | 50-100 mDKK | 343.896 | 0 | N/A
Energy | 2023 | Expansion of district heating production and distribution. Conversion from natural gas | 50-100 mDKK | 0 | 0 | N/A
Sustainable water and wastewater management | 2023 | Pre-development of land for installation and extension of sewerage | 50-100 mDKK | 0 | N/A | 0
Sustainable water and wastewater management | 2023 | Investments in the general water collection, treatment, and distribution infrastructure | 50-100 mDKK | 0 | 0 | 0
Energy | 2023 | Expansion of district heating distribution. Conversion from natural gas | 50-100 mDKK | 0 | 0 | N/A
Energy | 2023 | Expansion of district heating distribution. Conversion from natural gas | 0-50 mDKK | 0 | 0 | N/A
Sustainable water and wastewater management | 2023 | New wastewater treatment and biogas plant | 0-50 mDKK | 67.6539 | N/A | 507.4046
Energy | 2023 | Expansion of district heating distribution. Conversion from natural gas | 0-50 mDKK | 573.6216 | 0 | N/A
Energy | 2023 | Expansion of district heating production and distribution. Conversion from natural gas | 0-50 mDKK | 189.8853 | 0 | N/A
Sustainable water and wastewater management | 2023 | Detention areas for large volumes of rainwater, nature-based | 0-50 mDKK | 0 | N/A | 0
Sustainable water and wastewater management | 2023 | Investments in the general water collection, treatment, and distribution infrastructure | 0-50 mDKK | 0 | 0 | 0
Energy | 2023 | New accumulation tank | 0-50 mDKK | 1852.5524 | 4878.3841 | N/A
Energy | 2023 | Expansion of district heating production and distribution | 0-50 mDKK | 0 | 0 | N/A
Energy | 2023 | Expansion of district heating production and distribution | 0-50 mDKK | 0 | 0 | N/A
Clean transportation | 2023 | Infrastructure investments in public electrified transportation | 0-50 mDKK | 0 | 0 | 0
Energy | 2023 | Expansion of district heating production and distribution | 0-50 mDKK | 0 | 0 | N/A
Energy | 2023 | Expansion of district heating distribution. Conversion from natural gas | 0-50 mDKK | 143.6872 | 0 | N/A
Sustainable water and wastewater management | 2023 | Sewerage extension | 0-50 mDKK | 0 | N/A | 0
Energy | 2023 | Expansion of district heating production and distribution | 0-50 mDKK | 145.5168 | 0 | N/A
Energy | 2023 | Heat pump | 0-50 mDKK | 736.3503 | 0 | N/A
Energy | 2023 | Renewal of district heating pipelines | 0-50 mDKK | 0 | 0 | N/A
Energy | 2023 | Renovation of district heating pipelines | 0-50 mDKK | 0 | 0 | N/A
Climate change adaptation | 2023 | Coastal protection | 0-50 mDKK | N/A | N/A | N/A
Polution prevention and control | 2023 | Reduction of emissions to air related to waste incineration | 0-50 mDKK | 0 | 0 | 0
Energy | 2023 | Expansion of district heating distribution | 0-50 mDKK | 0 | 0 | N/A
Energy | 2023 | Heat pump | 0-50 mDKK | 251.8566 | 0 | N/A
Energy | 2023 | Expansion of district heating production and distribution. Conversion from natural gas | 0-50 mDKK | 255.0429 | 0 | N/A
Sustainable water and wastewater management | 2023 | Investments in the general wastewater treatment and collection infrastructure | 0-50 mDKK | 0 | N/A | 0
Green buildings | 2023 | Renovation of existing municipal buildings | 0-50 mDKK | 4.2933 | 48.6223 | 0
Sustainable water and wastewater management | 2023 | Sewerage extension | 0-50 mDKK | 0 | N/A | 0
Energy | 2023 | Investments in the general district heating infrastructure | 0-50 mDKK | 0 | 0 | N/A
Polution prevention and control | 2023 | Procurement of separated household waste containers | 0-50 mDKK | 0 | 0 | 0
Sustainable water and wastewater management | 2023 | Investments in the general wastewater treatment and collection infrastructure | 0-50 mDKK | 0 | N/A | 0
Sustainable water and wastewater management | 2023 | Investments in the general wastewater treatment and collection infrastructure | 0-50 mDKK | 0 | N/A | 0
Energy | 2023 | Renewal of district heating pipelines | 0-50 mDKK | 0 | 0 | N/A
Energy | 2023 | Expansion of district heating distribution | 0-50 mDKK | 0 | 0 | N/A
Energy | 2023 | Heat pump | 0-50 mDKK | 400.506 | 0 | N/A
Sustainable water and wastewater management | 2023 | Investments in the general water collection, treatment, and distribution infrastructure | 0-50 mDKK | 0 | 0 | 0
Climate change adaptation | 2023 | Cloudburst and flooding adaptation through dams, sewerage and nature-based solutions | 0-50 mDKK | N/A | N/A | N/A
Polution prevention and control | 2023 | Investments in recycling station | 0-50 mDKK | 0 | 0 | 0
Energy | 2023 | Renewal of district heating pipelines | 0-50 mDKK | 0 | 0 | N/A
Polution prevention and control | 2023 | Reduction of emissions to air related to waste incineration | 0-50 mDKK | 0 | 0 | 0
Sustainable water and wastewater management | 2023 | Renewal of sewage system | 0-50 mDKK | 0 | N/A | 0
Energy | 2023 | Heat pump | 0-50 mDKK | 199.8278 | 0 | N/A
Sustainable water and wastewater management | 2023 | Investments in the general wastewater treatment and collection infrastructure | 0-50 mDKK | 0 | N/A | 0
Energy | 2023 | Expansion of district heating distribution. Conversion from natural gas | 0-50 mDKK | 105.3166 | 0 | N/A
Energy | 2023 | Heat pump | 0-50 mDKK | 338.803 | 0 | N/A
Energy | 2023 | Expansion of district heating distribution. Conversion from natural gas | 0-50 mDKK | 78.9956 | 0 | N/A
Polution prevention and control | 2023 | Procurement of separated household waste containers | 0-50 mDKK | 0 | 0 | 0
Energy | 2023 | Heat pump | 0-50 mDKK | 331.7231 | 0 | N/A
Sustainable water and wastewater management | 2023 | Sewerage extension | 0-50 mDKK | 0 | N/A | 0
Sustainable water and wastewater management | 2023 | Waterworks | 0-50 mDKK | 0 | 133.8261 | 0
Polution prevention and control | 2023 | Treatment of park waste | 0-50 mDKK | 0 | 0 | 0
Energy | 2023 | Expansion of district heating distribution. Conversion from natural gas | 0-50 mDKK | 50.7176 | 0 | N/A
Energy | 2023 | Biomass fuelled energy plant | 0-50 mDKK | 0 | 0 | 0
Sustainable water and wastewater management | 2023 | Investments in the general water collection, treatment, and distribution infrastructure | 0-50 mDKK | 0 | 0 | 0
Green buildings | 2023 | Renovation of existing municipal buildings | 0-50 mDKK | 12.967 | 102.2544 | 0
Polution prevention and control | 2023 | Procurement of separated household waste containers | 0-50 mDKK | 0 | 0 | 0
Polution prevention and control | 2023 | Treatment of park waste | 0-50 mDKK | 0 | 0 | 0
Sustainable water and wastewater management | 2023 | Investments in the general water collection, treatment, and distribution infrastructure | 0-50 mDKK | 0 | 0 | 0
Energy | 2023 | Expansion of district heating distribution | 0-50 mDKK | 57.6507 | 0 | N/A
Energy | 2023 | Expansion of district heating distribution | 0-50 mDKK | 109.0833 | 0 | N/A
Energy | 2023 | Heat pump | 0-50 mDKK | 322.7576 | 0 | N/A
Energy | 2023 | Expansion of district heating distribution | 0-50 mDKK | 15.6842 | 0 | N/A
Polution prevention and control | 2023 | Reduction of emissions to air related to waste incineration | 0-50 mDKK | 0 | 0 | 0
Sustainable water and wastewater management | 2023 | Investments in the general wastewater treatment and collection infrastructure | 0-50 mDKK | 0 | N/A | 0
Sustainable water and wastewater management | 2023 | Renewal of sewage system | 0-50 mDKK | 0 | N/A | 0
Sustainable water and wastewater management | 2023 | Renovation of waterworks distribution network | 0-50 mDKK | 0 | 0 | 0
Sustainable water and wastewater management | 2023 | Investments in the general wastewater treatment and collection infrastructure | 0-50 mDKK | 0 | N/A | 0
Energy | 2023 | Expansion of district heating production and distribution. Conversion from natural gas | 0-50 mDKK | 24.7638 | 0 | N/A
Energy | 2023 | Biomass fuelled energy plant | 0-50 mDKK | 956.3434 | 0 | 10745
Sustainable water and wastewater management | 2023 | Waterworks | 0-50 mDKK | 0 | 0 | 0
Energy | 2023 | Expansion of district heating distribution | 0-50 mDKK | 248.4602 | 0 | N/A
Energy | 2023 | New accumulation tank | 0-50 mDKK | 45.9993 | 240.8339 | N/A
Energy | 2023 | Expansion of district heating distribution | 0-50 mDKK | 0 | 0 | N/A
Energy | 2023 | Expansion of district heating distribution | 0-50 mDKK | 0 | 0 | N/A
Sustainable water and wastewater management | 2023 | Investments in the general water collection, treatment, and distribution infrastructure | 0-50 mDKK | 0 | 0 | 0
Energy | 2023 | Expansion of district heating distribution. Conversion from natural gas | 0-50 mDKK | 33.6039 | 0 | N/A
Clean transportation | 2023 | Infrastructure investments in public electrified transportation | 0-50 mDKK | 0 | 0 | 0
Sustainable water and wastewater management | 2023 | Investments in the general water collection, treatment, and distribution infrastructure | 0-50 mDKK | 0 | 0 | 0
Energy | 2023 | Renewal of district heating pipelines | 0-50 mDKK | 0 | 0 | N/A
Energy | 2023 | Renewal of district heating pipelines | 0-50 mDKK | 0 | 0 | N/A
Energy | 2023 | Expansion of district heating distribution | 0-50 mDKK | 0 | 0 | N/A
Sustainable water and wastewater management | 2023 | Investments in the general wastewater treatment and collection infrastructure | 0-50 mDKK | 0 | N/A | 0
Sustainable water and wastewater management | 2023 | Detention areas for large volumes of rainwater, nature-based | 0-50 mDKK | 0 | N/A | 0
Polution prevention and control | 2023 | Reduction of emissions to air related to waste incineration | 0-50 mDKK | 0 | 0 | 0
Energy | 2023 | Expansion of district heating distribution. Conversion from natural gas | 0-50 mDKK | 0 | 0 | N/A
Polution prevention and control | 2023 | Procurement of separated household waste containers | 0-50 mDKK | 0 | 0 | 0
Green buildings | 2023 | Renovation of existing municipal buildings | 0-50 mDKK | 0 | 0 | 0
Green buildings | 2023 | Installation of energy efficient equipment. Municipal street lighting and connection to district heating | 0-50 mDKK | 0 | 0 | 0
Energy | 2023 | Expansion of district heating distribution | 0-50 mDKK | 0 | 0 | N/A
Energy | 2023 | Heat pump | 0-50 mDKK | 102.6807 | 0 | N/A
Energy | 2023 | Investments in the general district heating infrastructure | 0-50 mDKK | 0 | 0 | N/A
Energy | 2023 | Electric boiler | 0-50 mDKK | 91.7539 | 0 | N/A
Energy | 2023 | Electric boiler | 0-50 mDKK | 178.5181 | 0 | N/A
Sustainable water and wastewater management | 2023 | Land procurement for protection of groundwater wells from pollution | 0-50 mDKK | 0 | 0 | 0
Polution prevention and control | 2023 | Investments in recycling station | 0-50 mDKK | 153.0809 | 0 | 0
Polution prevention and control | 2023 | Reduction of emissions to air related to waste incineration | 0-50 mDKK | 0 | 0 | 0
Sustainable water and wastewater management | 2023 | Investments in the general wastewater treatment and collection infrastructure | 0-50 mDKK | 0 | N/A | 0
Climate change adaptation | 2023 | Cloudburst and flooding adaptation through dams, sewerage and nature-based solutions | 0-50 mDKK | N/A | N/A | N/A
Polution prevention and control | 2023 | Transfer hall | 0-50 mDKK | 0 | 0 | 0
Energy | 2023 | Biomass fuelled energy plant | 0-50 mDKK | 0 | 0 | N/A
Energy | 2023 | Expansion of district heating production and distribution. Conversion from natural gas | 0-50 mDKK | 36.5673 | 0 | N/A
Sustainable water and wastewater management | 2023 | Waterworks | 0-50 mDKK | 0 | 0 | 0
Climate change adaptation | 2023 | Cloudburst and flooding adaptation through dams, sewerage and nature-based solutions | 0-50 mDKK | N/A | N/A | N/A
Energy | 2023 | Heat pump | 0-50 mDKK | 39.3513 | 0 | N/A
Energy | 2023 | Installation of heat meters and other measurement equipment as per Danish legislative requirements | 0-50 mDKK | 0 | 0 | N/A
Sustainable water and wastewater management | 2023 | Waterworks | 0-50 mDKK | 0 | 0 | 0
Sustainable water and wastewater management | 2023 | Investments in the general wastewater treatment and collection infrastructure | 0-50 mDKK | 0 | N/A | 0
Sustainable water and wastewater management | 2023 | Investments in the general wastewater treatment and collection infrastructure | 0-50 mDKK | 0 | N/A | 0
Sustainable water and wastewater management | 2023 | Land procurement for protection of groundwater wells from pollution. | 0-50 mDKK | 0 | 0 | 0
Polution prevention and control | 2023 | Procurement of separated household waste containers | 0-50 mDKK | 242.0437 | 0 | 0
Energy | 2023 | New accumulation tank | 0-50 mDKK | 0 | 0 | N/A
Polution prevention and control | 2023 | Procurement of separated household waste containers due to the updated Statutory Order on Waste | 0-50 mDKK | 0 | 0 | 0
Energy | 2023 | Heat pump | 0-50 mDKK | 57.4911 | 0 | N/A
Sustainable water and wastewater management | 2023 | Expansion of waterworks distribution network | 0-50 mDKK | 0 | 0 | 0
Energy | 2023 | Renewal of district heating pipelines | 0-50 mDKK | 0 | 0 | N/A
Energy | 2023 | New accumulation tank | 0-50 mDKK | 78.1288 | 409.0514 | N/A
Green buildings | 2023 | Renovation of existing municipal buildings | 0-50 mDKK | 48.8249 | 385.02 | 0
Energy | 2023 | Expansion of district heating distribution | 0-50 mDKK | 54.9203 | 0 | N/A
Sustainable water and wastewater management | 2023 | Water softening | 0-50 mDKK | 0 | 0 | 0
Energy | 2023 | Expansion of district heating distribution | 0-50 mDKK | 24.7844 | 0 | N/A
Sustainable water and wastewater management | 2023 | Land procurement for protection of groundwater wells from pollution. | 0-50 mDKK | 0 | 0 | 0
Sustainable water and wastewater management | 2023 | Expansion of waterworks distribution network | 0-50 mDKK | 0 | 0 | 0
Sustainable water and wastewater management | 2023 | Expansion of waterworks distribution network | 0-50 mDKK | 0 | 0 | 0
Green buildings | 2023 | Renovation of existing municipal buildings | 0-50 mDKK | 16.8032 | 177.4036 | 0
Sustainable water and wastewater management | 2023 | Land procurement for protection of groundwater wells from pollution | 0-50 mDKK | 0 | 0 | 0
Energy | 2023 | Electric boiler | 0-50 mDKK | 140.1448 | 0 | N/A
Sustainable water and wastewater management | 2023 | Expansion of waterworks distribution network | 0-50 mDKK | 0 | 0 | 0
Sustainable water and wastewater management | 2023 | Waterworks | 0-50 mDKK | 0 | 0 | 0
Energy | 2023 | Electric boiler | 0-50 mDKK | 36.0369 | 0 | N/A
Energy | 2023 | Expansion of district heating production and distribution. Conversion from natural gas | 0-50 mDKK | 17.6383 | 0 | N/A
Energy | 2023 | Expansion of district heating production and distribution | 0-50 mDKK | 355.4738 | 0 | N/A
Energy | 2023 | Renovation of district heating pipelines | 0-50 mDKK | 0 | 0 | N/A
Polution prevention and control | 2023 | Procurement of separated household waste containers | 0-50 mDKK | 0 | 0 | 0
Energy | 2023 | Expansion of district heating distribution | 0-50 mDKK | 6.7864 | 0 | N/A
Sustainable water and wastewater management | 2023 | Renovation of waterworks distribution network | 0-50 mDKK | 0 | 0 | 0
Energy | 2023 | Renewal of district heating pipelines | 0-50 mDKK | 0 | 0 | N/A
Sustainable water and wastewater management | 2023 | Renewal of water gauges | 0-50 mDKK | 0 | 0 | 0
Polution prevention and control | 2023 | Reduction of emissions to air related to waste incineration | 0-50 mDKK | 0 | 0 | 0
Energy | 2023 | Expansion of district heating distribution | 0-50 mDKK | 9.1758 | 0 | N/A
Energy | 2023 | Expansion of district heating distribution. Conversion from natural gas | 0-50 mDKK | 25.8765 | 0 | N/A
Polution prevention and control | 2023 | Reduction of emissions to air related to waste incineration | 0-50 mDKK | 0 | 0 | 0
Sustainable water and wastewater management | 2023 | Land procurement for protection of groundwater wells from pollution | 0-50 mDKK | 0 | 0 | 0
Energy | 2023 | Expansion of district heating production and distribution | 0-50 mDKK | 0 | 0 | N/A
Sustainable water and wastewater management | 2023 | Treated water tank | 0-50 mDKK | 0 | 0 | 0
Energy | 2023 | Solar energy | 0-50 mDKK | 0 | 0 | 0
Energy | 2023 | Installation of heat meters and other measurement equipment as per Danish legislative requirements | 0-50 mDKK | 0 | 0 | N/A
Sustainable water and wastewater management | 2023 | Renovation of waterworks distribution network | 0-50 mDKK | 0 | 0 | 0
Sustainable water and wastewater management | 2023 | Investments in the general water collection, treatment, and distribution infrastructure | 0-50 mDKK | 0 | 0 | 0
Energy | 2023 | Heat pump | 0-50 mDKK | 22.0733 | 0 | N/A
Energy | 2023 | Renovation of district heating pipelines | 0-50 mDKK | 0 | 0 | N/A
Polution prevention and control | 2023 | Investments in recycling station | 0-50 mDKK | 0 | 0 | 0
Sustainable water and wastewater management | 2023 | Renovation of waterworks distribution network | 0-50 mDKK | 0 | 0 | 0
Energy | 2023 | Emergency power systems | 0-50 mDKK | 0 | 0 | N/A
Energy | 2023 | Installation of heat meters and other measurement equipment as per Danish legislative requirements | 0-50 mDKK | 0 | 0 | N/A
Energy | 2023 | Expansion of district heating production and distribution | 0-50 mDKK | 0 | 0 | N/A
Energy | 2023 | Biomass fuelled energy plant | 0-50 mDKK | 0 | 0 | N/A
Energy | 2023 | Solar energy | 0-50 mDKK | 0 | 0 | 80.9583
Energy | 2023 | Renewal of district heating pipelines | 0-50 mDKK | 9.3839 | 49.1301 | N/A
Energy | 2023 | Expansion of district heating distribution | 0-50 mDKK | 0 | 0 | N/A
Energy | 2023 | Expansion of district heating distribution | 0-50 mDKK | 0 | 0 | N/A
Energy | 2023 | Heat pump | 0-50 mDKK | 7.7108 | 0 | N/A
Energy | 2023 | Expansion of district heating production and distribution | 0-50 mDKK | 0 | 0 | N/A
Polution prevention and control | 2023 | Transfer hall | 0-50 mDKK | 0 | 0 | 0
Energy | 2022 | Expansion of district heating distribution | >500 mDKK | 26222.2686 | 0 | 294620.3971
Sustainable water and wastewater management | 2022 | Investments in the general wastewater treatment and collection infrastructure | 100-250 mDKK | 0 | N/A | 0
Sustainable water and wastewater management | 2022 | Investments in the general water collection, treatment, and distribution infrastructure | 100-250 mDKK | 0 | 0 | 0
Energy | 2022 | Heat pumps condensing smoke from biomass heat production, electric boilers and a biomass fuelled cogeneration power plant | 100-250 mDKK | 12964.8277 | 0 | 145666.3703
Energy | 2022 | Biomass fuelled energy plant | 100-250 mDKK | 5250.7853 | 0 | 58995.2175
Energy | 2022 | Expansion of district heating distribution to areas previously provided by gas. Additional heat production from biomass | 100-250 mDKK | 2198.9004 | 0 | N/A
Sustainable water and wastewater management | 2022 | Investments in the general wastewater treatment and collection infrastructure | 100-250 mDKK | 0 | N/A | 0
Energy | 2022 | Investments in the general district heating infrastructure | 100-250 mDKK | 0 | 0 | N/A
Energy | 2022 | Expansion of district heating production and distribution. Conversion from natural gas | 100-250 mDKK | 1246.1236 | 324.3707 | N/A
Sustainable water and wastewater management | 2022 | Investments in the general wastewater treatment and collection infrastructure | 100-250 mDKK | 0 | N/A | 0
Energy | 2022 | Expansion of district heating production and distribution. Conversion from natural gas | 50-100 mDKK | 962.0434 | 0 | N/A
Sustainable water and wastewater management | 2022 | New wastewater treatment and biogas plant | 50-100 mDKK | 133.0357 | N/A | 997.7679
Energy | 2022 | Biomass fuelled boiler and expansion of district heating distribution. | 50-100 mDKK | 3293.1323 | 0 | 37000
Sustainable water and wastewater management | 2022 | Sewerage extension | 50-100 mDKK | 0 | N/A | 0
Energy | 2022 | Expansion of district heating distribution | 50-100 mDKK | 0 | 0 | N/A
Sustainable water and wastewater management | 2022 | Detention areas for large volumes of rainwater in a sewerage system | 50-100 mDKK | 0 | N/A | 0
Energy | 2022 | Expansion of district heating distribution | 50-100 mDKK | 1478.9137 | 0 | N/A
Sustainable water and wastewater management | 2022 | Investments in the general water collection, treatment, and distribution infrastructure | 50-100 mDKK | 0 | 0 | 0
Sustainable water and wastewater management | 2022 | Investments in the general water collection, treatment, and distribution infrastructure | 50-100 mDKK | 0 | 0 | 0
Sustainable water and wastewater management | 2022 | Investments in the general wastewater treatment and collection infrastructure | 0-50 mDKK | 0 | N/A | 0
Energy | 2022 | New solar panel powered heat pumps | 0-50 mDKK | 465.3561 | 0 | N/A
Energy | 2022 | Expansion of district heating distribution | 0-50 mDKK | 0 | 0 | N/A
Sustainable water and wastewater management | 2022 | Land procurement for protection of groundwater wells from pollution. | 0-50 mDKK | 0 | 0 | 0
Polution prevention and control | 2022 | Investments and renewal in 5 recycling stations | 0-50 mDKK | 0 | 0 | 0
Energy | 2022 | Renewal of district heating pipelines | 0-50 mDKK | 0 | 0 | N/A
Sustainable water and wastewater management | 2022 | Investments in the general wastewater treatment and collection infrastructure | 0-50 mDKK | 0 | N/A | 0
Sustainable water and wastewater management | 2022 | Investments in the general wastewater treatment and collection infrastructure | 0-50 mDKK | 0 | N/A | 0
Sustainable water and wastewater management | 2022 | Investments in the general water collection, treatment, and distribution infrastructure | 0-50 mDKK | 0 | 0 | 0
Polution prevention and control | 2022 | Reduction of emissions to air related to waste incineration | 0-50 mDKK | 0 | 0 | 0
Sustainable water and wastewater management | 2022 | Renewal of water gauges | 0-50 mDKK | 0 | 0 | 0
Sustainable water and wastewater management | 2022 | Renewal of sewage system | 0-50 mDKK | 0 | N/A | 0
Energy | 2022 | Expansion of district heating production and distribution. Conversion from natural gas | 0-50 mDKK | 143.688 | 0 | N/A
Sustainable water and wastewater management | 2022 | Pre-development of land for installation and extension of sewerage | 0-50 mDKK | 0 | N/A | 0
Climate change adaptation | 2022 | Cloudburst adaptation | 0-50 mDKK | N/A | N/A | N/A
Energy | 2022 | Expansion of district heating distribution | 0-50 mDKK | 160.8191 | 0 | N/A
Energy | 2022 | Waste heat utilization | 0-50 mDKK | 704.5571 | 0 | N/A
Polution prevention and control | 2022 | Investments in recycling station | 0-50 mDKK | 0 | 0 | 0
Sustainable water and wastewater management | 2022 | Detention areas for large volumes of rainwater in a sewerage system | 0-50 mDKK | 0 | N/A | 0
Sustainable water and wastewater management | 2022 | Sewerage extension | 0-50 mDKK | 0 | N/A | 0
Sustainable water and wastewater management | 2022 | Investments in the general wastewater treatment and collection infrastructure | 0-50 mDKK | 0 | N/A | 0
Energy | 2022 | Heat pumps utilizing waste heat from nearby sewage treatment plant and waste heat from data centres. Expansion of district heating distribution and infrastructure in general | 0-50 mDKK | 1275.8779 | 0 | N/A
Polution prevention and control | 2022 | Procurement of separated household waste containers | 0-50 mDKK | 0 | 0 | 0
Energy | 2022 | Expansion of district heating distribution | 0-50 mDKK | 0.10453 | 0 | N/A
Green buildings | 2022 | Renovation of existing municipal buildings | 0-50 mDKK | 176.4795 | 1674.1362 | 0
Energy | 2022 | Expansion of district heating production and distribution. Conversion from natural gas | 0-50 mDKK | 175.5277 | 0 | N/A
Energy | 2022 | Expansion of district heating distribution | 0-50 mDKK | 180.5151 | 0 | N/A
Energy | 2022 | Expansion of district heating distribution | 0-50 mDKK | 0 | 0 | N/A
Energy | 2022 | Heat pump | 0-50 mDKK | 423.5944 | 0 | N/A
Sustainable water and wastewater management | 2022 | Detention areas for large volumes of rainwater in a sewerage system | 0-50 mDKK | 0 | N/A | 0
Energy | 2022 | Heat pump | 0-50 mDKK | 305.8304 | 0 | N/A
Sustainable water and wastewater management | 2022 | Investments in the general water collection, treatment, and distribution infrastructure | 0-50 mDKK | 0 | 0 | 0
Energy | 2022 | Expansion of district heating production and distribution. Conversion from natural gas | 0-50 mDKK | 100.209 | 0 | N/A
Sustainable water and wastewater management | 2022 | Investments in the general wastewater treatment and collection infrastructure | 0-50 mDKK | 0 | N/A | 0
Energy | 2022 | Renewal of district heating pipelines | 0-50 mDKK | 0 | 0 | N/A
Sustainable water and wastewater management | 2022 | Investments in the general water collection, treatment, and distribution infrastructure | 0-50 mDKK | 0 | 0 | 0
Sustainable water and wastewater management | 2022 | Detention areas for large volumes of rainwater in a sewerage system | 0-50 mDKK | 0 | N/A | 0
Energy | 2022 | Heat pumps utilizing waste energy from transmission pipe | 0-50 mDKK | 0.15741 | 0 | N/A
Energy | 2022 | Heat pump | 0-50 mDKK | 260.0549 | 0 | N/A
Energy | 2022 | Optmization of accumultion tank system, A 14 MW electrical boiler used for peak load or in case of break down. Establishing a transmission line and expansion of district heating distribution | 0-50 mDKK | 671.592 | 0 | N/A
Energy | 2022 | Expansion of district heating distribution | 0-50 mDKK | 0 | 0 | N/A
Sustainable water and wastewater management | 2022 | Investments in the general wastewater treatment and collection infrastructure | 0-50 mDKK | 0 | N/A | 0
Polution prevention and control | 2022 | Procurement of separated household waste containers and IT systems to support general purpose | 0-50 mDKK | 0 | 0 | 0
Sustainable water and wastewater management | 2022 | Investments in the general water collection, treatment, and distribution infrastructure | 0-50 mDKK | 0 | 0 | 0
Sustainable water and wastewater management | 2022 | Investments in the general wastewater treatment and collection infrastructure | 0-50 mDKK | 0 | N/A | 0
Energy | 2022 | Expansion of district heating distribution | 0-50 mDKK | 0 | 0 | N/A
Energy | 2022 | Expansion of district heating distribution to areas previously provided by natural gas. | 0-50 mDKK | 0 | 0 | N/A
Energy | 2022 | Expansion of district heating distribution | 0-50 mDKK | 0 | 0 | N/A
Sustainable water and wastewater management | 2022 | Investments in the general water collection, treatment, and distribution infrastructure | 0-50 mDKK | 0 | 0 | 0
Energy | 2022 | Expansion of district heating distribution | 0-50 mDKK | 0 | 0 | N/A
Sustainable water and wastewater management | 2022 | Investments in the general water collection, treatment, and distribution infrastructure | 0-50 mDKK | 0 | 0 | 0
Energy | 2022 | Expansion of district heating distribution to areas previously provided by natural gas. | 0-50 mDKK | 174.5911 | 0 | N/A
Energy | 2022 | Biomass fuelled energy plant | 0-50 mDKK | 0 | 0 | N/A
Sustainable water and wastewater management | 2022 | Detention areas for large volumes of rainwater, nature-based | 0-50 mDKK | 0 | N/A | 0
Energy | 2022 | Expansion and renewal of district heating distribution | 0-50 mDKK | 10.3008 | 133.9908 | N/A
Energy | 2022 | Electric boiler | 0-50 mDKK | 171.3079 | 0 | N/A
Sustainable water and wastewater management | 2022 | Renovation of waterworks distribution network | 0-50 mDKK | 0 | 0 | 0
Energy | 2022 | New accumulation tank | 0-50 mDKK | 0 | 0 | N/A
Sustainable water and wastewater management | 2022 | Rainwater reservoir with climate smart draining | 0-50 mDKK | 0 | N/A | 0
Sustainable water and wastewater management | 2022 | Investments in the general water collection, treatment, and distribution infrastructure | 0-50 mDKK | 0 | 0 | 0
Energy | 2022 | Electric bioler and expansion of thermal energy storage facilities | 0-50 mDKK | 711.2236 | 0 | N/A
Sustainable water and wastewater management | 2022 | Investments in the general water collection, treatment, and distribution infrastructure | 0-50 mDKK | 0 | 0 | 0
Green buildings | 2022 | Renovation of existing municipal buildings | 0-50 mDKK | 23.5682 | 185.8522 | 0
Sustainable water and wastewater management | 2022 | Land procurement for protection of groundwater wells from pollution. | 0-50 mDKK | 0 | 0 | 0
Energy | 2022 | Electric bioler and expansion of thermal energy storage facilities | 0-50 mDKK | 646.1477 | 0 | N/A
Sustainable water and wastewater management | 2022 | Detention areas for large volumes of rainwater, nature-based | 0-50 mDKK | 0 | N/A | 0
Energy | 2022 | Expansion of district heating distribution | 0-50 mDKK | 0 | 0 | N/A
Energy | 2022 | Renewal of district heating pipelines | 0-50 mDKK | 0 | 0 | N/A
Energy | 2022 | Heat pump | 0-50 mDKK | 161.7596 | 0 | N/A
Sustainable water and wastewater management | 2022 | Renovation of waterworks distribution network | 0-50 mDKK | 0 | 0 | 0
Energy | 2022 | Heat pump | 0-50 mDKK | 252.6715 | 0 | N/A
Sustainable water and wastewater management | 2022 | Land procurement for protection of groundwater wells from pollution. | 0-50 mDKK | 0 | 0 | 0
Energy | 2022 | Expansion of district heating distribution | 0-50 mDKK | 57.4625 | 0 | N/A
Energy | 2022 | Expansion of district heating production and distribution. Conversion from natural gas | 0-50 mDKK | 78.9981 | 0 | N/A
Sustainable water and wastewater management | 2022 | Waterworks | 0-50 mDKK | 0 | 0 | 0
Green buildings | 2022 | Renewal of municipal street lighting to a more energy efficient alternative. | 0-50 mDKK | 0 | 0 | 0
Energy | 2022 | Expansion of district heating distribution | 0-50 mDKK | 0 | 0 | N/A
Energy | 2022 | Heat pump and accumulation tank | 0-50 mDKK | 246.6296 | 0 | N/A
Sustainable water and wastewater management | 2022 | Investments in the general water collection, treatment, and distribution infrastructure | 0-50 mDKK | 0 | 0 | 0
Energy | 2022 | Expansion of district heating distribution | 0-50 mDKK | 0 | 0 | N/A
Sustainable water and wastewater management | 2022 | Investments in the general water collection, treatment, and distribution infrastructure | 0-50 mDKK | 0 | 0 | 0
Sustainable water and wastewater management | 2022 | Investments in the general wastewater treatment and collection infrastructure | 0-50 mDKK | 0 | N/A | 0
Energy | 2022 | New accumulation tank | 0-50 mDKK | 19.2028 | 100.5385 | N/A
Green buildings | 2022 | Renovation of existing municipal buildings | 0-50 mDKK | 17.7327 | 200.8268 | 0
Sustainable water and wastewater management | 2022 | Investments in the general water collection, treatment, and distribution infrastructure | 0-50 mDKK | 0 | 0 | 0
Sustainable water and wastewater management | 2022 | Detention areas for large volumes of rainwater in a sewerage system | 0-50 mDKK | 0 | N/A | 0
Energy | 2022 | Expansion of district heating distribution. Conversion from natural gas | 0-50 mDKK | 0 | 0 | N/A
Sustainable water and wastewater management | 2022 | Expansion of waterworks distribution network | 0-50 mDKK | 0 | 0 | 0
Energy | 2022 | Expansion of district heating distribution | 0-50 mDKK | 0 | 0 | N/A
Sustainable water and wastewater management | 2022 | Detention areas for large volumes of rainwater in a sewerage system | 0-50 mDKK | 0 | N/A | 0
Sustainable water and wastewater management | 2022 | Investments in the general wastewater treatment and collection infrastructure | 0-50 mDKK | 0 | N/A | 0
Energy | 2022 | Expansion of district heating distribution to areas previously provided by natural gas or oil. | 0-50 mDKK | 35.1639 | 0 | N/A
Polution prevention and control | 2022 | Renewal of recycling station | 0-50 mDKK | 0 | 0 | 0
Energy | 2022 | Expansion of district heating distribution | 0-50 mDKK | 109.1565 | 571.5 | N/A
Energy | 2022 | Electrofilter | 0-50 mDKK | 0 | 0 | N/A
Energy | 2022 | Electric boiler | 0-50 mDKK | 123.2089 | 0 | N/A
Energy | 2022 | Biomass fuelled energy plant | 0-50 mDKK | 0 | 0 | 0
Sustainable water and wastewater management | 2022 | Land procurement for protection of groundwater wells from pollution. | 0-50 mDKK | 0 | 0 | 0
Energy | 2022 | Expansion of district heating production and distribution. Conversion from natural gas | 0-50 mDKK | 36.286 | 189.9791 | N/A
Energy | 2022 | Expansion of district heating distribution | 0-50 mDKK | 319.8927 | 0 | N/A
Energy | 2022 | Renovation of district heating pipelines | 0-50 mDKK | 34.3723 | 179.9598 | N/A
Sustainable water and wastewater management | 2022 | Detention areas for large volumes of rainwater in a sewerage system | 0-50 mDKK | 0 | N/A | 0
Energy | 2022 | Heat pump | 0-50 mDKK | 134.1573 | 0 | N/A
Sustainable water and wastewater management | 2022 | Renovation of waterworks distribution network | 0-50 mDKK | 0 | 0 | 0
Energy | 2022 | Installation of heat meters, provides data every hour | 0-50 mDKK | 0 | 0 | N/A
Sustainable water and wastewater management | 2022 | Investments in the general water collection, treatment, and distribution infrastructure | 0-50 mDKK | 0 | 0 | 0
Energy | 2022 | Renovation of district heating pipelines | 0-50 mDKK | 0 | 0 | N/A
Sustainable water and wastewater management | 2022 | Willow-based watewater treatment | 0-50 mDKK | 0 | N/A | 0
Sustainable water and wastewater management | 2022 | Detention areas for large volumes of rainwater in a sewerage system | 0-50 mDKK | 0 | N/A | 0
Sustainable water and wastewater management | 2022 | Detention areas for large volumes of rainwater in a sewerage system | 0-50 mDKK | 0 | N/A | 0
Polution prevention and control | 2022 | Investments in recycling station | 0-50 mDKK | 0 | 0 | 0
Energy | 2022 | Electric boiler utilizing waste heat | 0-50 mDKK | 822.178 | 0 | N/A
Energy | 2022 | Expansion of district heating production and distribution | 0-50 mDKK | 91.8929 | 0 | N/A
Energy | 2022 | Electric boiler | 0-50 mDKK | 24.0406 | 636.8458 | N/A
Energy | 2022 | Electric boiler | 0-50 mDKK | 341.1161 | 0 | N/A
Polution prevention and control | 2022 | Procurement of separated household waste containers due to the updated Statutory Order on Waste | 0-50 mDKK | 0 | 0 | 0
Sustainable water and wastewater management | 2022 | Renewal of sewage system | 0-50 mDKK | 0 | N/A | 0
Sustainable water and wastewater management | 2022 | Renovation of waterworks distribution network | 0-50 mDKK | 0 | 0 | 0
Energy | 2022 | Waste heat utilization and monitoring equipment | 0-50 mDKK | 0 | 0 | N/A
Energy | 2022 | Renovation of district heating pipelines | 0-50 mDKK | 0 | 0 | N/A
Sustainable water and wastewater management | 2022 | Investments in the general water collection, treatment, and distribution infrastructure | 0-50 mDKK | 0 | 0 | 0
Sustainable water and wastewater management | 2022 | Treated water tank | 0-50 mDKK | 0 | 0 | 0
Energy | 2022 | Installation of heat meters | 0-50 mDKK | 41.5122 | -87.7477 | N/A
Green buildings | 2022 | Renovation of existing municipal buildings | 0-50 mDKK | 0 | 0 | 0
Polution prevention and control | 2022 | Procurement of separated household waste containers | 0-50 mDKK | 94.7237 | 0 | 0
Energy | 2022 | Renewal of district heating pipelines | 0-50 mDKK | 0 | 0 | N/A
Energy | 2022 | Heat pump | 0-50 mDKK | 0 | 0 | N/A
Energy | 2022 | Expansion of district heating distribution | 0-50 mDKK | 0 | 0 | N/A
Sustainable water and wastewater management | 2022 | Investments in the general wastewater treatment and collection infrastructure | 0-50 mDKK | 0 | N/A | 0
Sustainable water and wastewater management | 2022 | Water softening | 0-50 mDKK | 0 | 0 | 0
Energy | 2022 | Expansion of district heating distribution | 0-50 mDKK | 0 | 0 | N/A
Energy | 2022 | Electric boiler | 0-50 mDKK | 57.8604 | 0 | N/A
Energy | 2022 | Establishment of accumulation tank and installation of heat meters and other measurement equipment as per Danish legislative requirements | 0-50 mDKK | 0 | 0 | N/A
Sustainable water and wastewater management | 2022 | Renewal of water gauges | 0-50 mDKK | 0 | 0 | 0
Energy | 2022 | Installation of heat meters and other measurement equipment as per Danish legislative requirements | 0-50 mDKK | 0 | 0 | N/A
Energy | 2022 | Renewal of district heating pipelines | 0-50 mDKK | 0 | 0 | N/A
Green buildings | 2022 | Renovation and installation of energy efficient equipment in existing hospice | 0-50 mDKK | 0 | 0 | 0
Energy | 2022 | Expansion of district heating distribution | 0-50 mDKK | 11.647 | 0 | N/A
Energy | 2022 | Renewal of district heating pipelines | 0-50 mDKK | 2.6387 | 13.8152 | N/A
Sustainable water and wastewater management | 2022 | Renewal of sewage system | 0-50 mDKK | 0 | N/A | 0
Sustainable water and wastewater management | 2022 | Renovation of waterworks distribution network | 0-50 mDKK | 0 | 0 | 0
Polution prevention and control | 2022 | Investments in recycling station | 0-50 mDKK | 0 | 0 | 0
Sustainable water and wastewater management | 2022 | Investments in the general wastewater treatment and collection infrastructure | 0-50 mDKK | 0 | N/A | 0
Sustainable water and wastewater management | 2022 | Detention areas for large volumes of rainwater in a sewerage system | 0-50 mDKK | 0 | N/A | 0
Polution prevention and control | 2022 | Procurement of separated household waste containers and other related activities to the updated Statutory Order on Waste | 0-50 mDKK | 0 | 0 | 0
Polution prevention and control | 2022 | Activites related to the updated Statutory Order on Waste | 0-50 mDKK | 0 | 0 | 0
Energy | 2022 | Renewal of district heating pipelines | 0-50 mDKK | 0 | 0 | N/A
Energy | 2022 | Electric boiler | 0-50 mDKK | 61.8852 | 0 | N/A
Sustainable water and wastewater management | 2022 | Treated water tank | 0-50 mDKK | 0 | 0 | 0
Energy | 2022 | Electric boiler | 0-50 mDKK | 36.8763 | 0 | N/A
Sustainable water and wastewater management | 2022 | Renovation and extension of wastewater treatment plant | 0-50 mDKK | 0 | N/A | 0
Energy | 2022 | Expansion of district heating distribution and monitoring equipment | 0-50 mDKK | 0 | 0 | 0
Energy | 2022 | Expansion of district heating distribution. Conversion from natural gas | 0-50 mDKK | 0 | 0 | N/A
Energy | 2022 | Renewal of district heating pipelines | 0-50 mDKK | 24.4417 | 127.9671 | N/A
Energy | 2022 | Installation of heat meters and other measurement equipment as per Danish legislative requirements | 0-50 mDKK | 0 | 0 | N/A
Sustainable water and wastewater management | 2022 | Investments in the general water collection, treatment, and distribution infrastructure | 0-50 mDKK | 0 | 0 | 0
Energy | 2022 | Expansion of district heating distribution. Conversion from natural gas | 0-50 mDKK | 18.5607 | 0 | N/A
Energy | 2022 | Renovation of district heating pipelines | 0-50 mDKK | 0.18091 | 0.94716 | N/A
Energy | 2022 | Expansion of district heating distribution | 0-50 mDKK | 0 | 0 | N/A
Sustainable water and wastewater management | 2022 | Expansion of waterworks distribution network | 0-50 mDKK | 0 | 0 | 0
Energy | 2022 | Solar energy | 0-50 mDKK | 0 | 0 | 120
Sustainable water and wastewater management | 2022 | Renewal of water pipes | 0-50 mDKK | 0 | -0.1249 | 0
Green buildings | 2022 | Renovation of existing municipal buildings | 0-50 mDKK | 0 | 0 | 0
Energy | 2022 | Expansion of district heating distribution, connection from the indiviudal household is free of charge | 0-50 mDKK | 11.7531 | 0 | N/A
Sustainable water and wastewater management | 2022 | Treated water tank | 0-50 mDKK | 0 | 0 | 0
Energy | 2022 | Renovation of district heating pipelines | 0-50 mDKK | 9.846 | 51.5497 | N/A
Energy | 2022 | Heat pump | 0-50 mDKK | 0 | 0 | N/A
Energy | 2022 | Expansion of district heating distribution | 0-50 mDKK | 0 | 0 | N/A
Energy | 2022 | Biomass fuelled energy plant | 0-50 mDKK | 0 | 0 | N/A
Energy | 2021 | Expansion of district heating distribution | 100-250 mDKK | 562.2005 | 0 | N/A
Energy | 2021 | Expansion of district heating production and distribution. Conversion from natural gas | 100-250 mDKK | 1452.624 | 378.1236 | N/A
Energy | 2021 | Expansion of district heating production and distribution. Conversion from natural gas | 100-250 mDKK | 1388.5377 | 361.4416 | N/A
Energy | 2021 | Investments in the general district heating infrastructure | 100-250 mDKK | 0 | 0 | N/A
Green buildings | 2021 | Construction of new administrative building. Rain water utilization and installation of solar power for internal needs. | 100-250 mDKK | 12.3238 | 0 | 0
Energy | 2021 | Heat pumps utilizing waste heat from nearby sewage treatment plant and waste heat from data centres. Expansion of district heating distribution and infrastructure in general | 50-100 mDKK | 3667.2492 | 0 | N/A
Climate change adaptation | 2021 | Cloudburst adaptation | 50-100 mDKK | N/A | N/A | N/A
Energy | 2021 | Heat pumps and assosciated equipment | 50-100 mDKK | 2278.6673 | 0 | N/A
Polution prevention and control | 2021 | Investments in recycling station | 50-100 mDKK | 0 | 0 | 0
Energy | 2021 | Heat pumps utilizing waste heat from data centres. | 50-100 mDKK | 0 | 0 | N/A
Sustainable water and wastewater management | 2021 | Extension of a wastewater treatment plant | 50-100 mDKK | 0 | N/A | 1538.9062
Sustainable water and wastewater management | 2021 | Detention areas for large volumes of rainwater in a sewerage system | 0-50 mDKK | 0 | N/A | 0
Energy | 2021 | Expansion of district heating distribution | 0-50 mDKK | 114.0453 | 0 | N/A
Green buildings | 2021 | Construction and renewal of social housing in line with the Danish Building Regulations | 0-50 mDKK | 0 | 0 | 0
Climate change adaptation | 2021 | Cloudburst adaptation | 0-50 mDKK | N/A | N/A | N/A
Energy | 2021 | Biomass fuelled energy plant | 0-50 mDKK | 1807.8942 | 0 | 20312.6022
Energy | 2021 | Biomass fuelled energy plant | 0-50 mDKK | 0 | 0 | 0
Polution prevention and control | 2021 | Investments in recycling station | 0-50 mDKK | 0 | 0 | 0
Energy | 2021 | Biomass fuelled energy plant and heat pump | 0-50 mDKK | 1372.2396 | 0 | 15417.8031
Energy | 2021 | Biomass fuelled energy plant | 0-50 mDKK | 2079.7536 | 0 | 23367.079
Energy | 2021 | Heat pump | 0-50 mDKK | 550.1254 | 0 | N/A
Sustainable water and wastewater management | 2021 | Pre-development of land for installation and extension of sewerage | 0-50 mDKK | 0 | N/A | 0
Energy | 2021 | Establishment of new straw heating plant and expansion of district heating distribution with class 3 isolation. | 0-50 mDKK | 977.5803 | 1049.3877 | N/A
Energy | 2021 | Biomass fuelled boiler and expansion of district heating distribution. | 0-50 mDKK | 973.7133 | 1045.2366 | N/A
Energy | 2021 | Biomass fuelled energy plant and heat pump | 0-50 mDKK | 235.774 | 0 | 2649.0392
Sustainable water and wastewater management | 2021 | Pre-development of land for installation and extension of sewerage | 0-50 mDKK | 0 | N/A | 0
Energy | 2021 | Heat pump | 0-50 mDKK | 296.3813 | 0 | N/A
Polution prevention and control | 2021 | Treatment of park waste | 0-50 mDKK | 0 | 0 | 0
Energy | 2021 | Heat pump system | 0-50 mDKK | 0 | 0 | 0
Sustainable water and wastewater management | 2021 | Waterworks | 0-50 mDKK | 0 | 0 | 0
Energy | 2021 | Heat pump system | 0-50 mDKK | 0 | 0 | 0
Energy | 2021 | Heat pump | 0-50 mDKK | 166.3674 | 0 | N/A
Energy | 2021 | Heat pump system | 0-50 mDKK | 0 | 0 | 0
Sustainable water and wastewater management | 2021 | Treated water tank | 0-50 mDKK | 0 | 0 | 0
Energy | 2021 | Heat pump system | 0-50 mDKK | 0 | 0 | 0
Energy | 2021 | Electric boiler and procurement of new land for expansion of heat pump system | 0-50 mDKK | 194.5084 | 0 | N/A
Energy | 2021 | Expansion of district heating distribution | 0-50 mDKK | 0 | 0 | N/A
Energy | 2021 | Expansion of district heating distribution | 0-50 mDKK | 0 | 0 | N/A
Sustainable water and wastewater management | 2021 | Ultraviolet water disinfection | 0-50 mDKK | 0 | 0 | 0
Energy | 2021 | Heat pump and renovation of district heating pipelines | 0-50 mDKK | 61.0602 | 319.6868 | N/A
Energy | 2021 | Heat pump system | 0-50 mDKK | 0 | 0 | 0
Polution prevention and control | 2021 | Investments in recycling station | 0-50 mDKK | 0 | 0 | 0
Energy | 2021 | Expansion of district heating distribution | 0-50 mDKK | 0 | 0 | N/A
Energy | 2021 | Heat pump system | 0-50 mDKK | 0 | 0 | 0
Energy | 2021 | Electric boiler utilizing surplus electricity from windmills | 0-50 mDKK | 0 | 0 | 0
Energy | 2021 | Heat pump | 0-50 mDKK | 68.7111 | 0 | N/A
Sustainable water and wastewater management | 2021 | Expansion of waterworks distribution network | 0-50 mDKK | 0 | 0 | 0
Sustainable water and wastewater management | 2021 | Detention areas for large volumes of rainwater in a sewerage system | 0-50 mDKK | 0 | N/A | 0
Polution prevention and control | 2021 | Procurement of separated household waste containers due to the updated Statutory Order on Waste | 0-50 mDKK | 0 | 0 | 0
Green buildings | 2021 | Renovation and installation of energy efficient equipment in existing daycare | 0-50 mDKK | 0 | 0 | 0
Energy | 2021 | A 1.8 km long transmission line | 0-50 mDKK | 0 | 0 | N/A
Green buildings | 2021 | Renovation of existing municipal buildings | 0-50 mDKK | 0 | 0 | 0
Energy | 2021 | Electric boiler | 0-50 mDKK | 229.3793 | 403.4857 | N/A
Energy | 2021 | New accumulation tank | 0-50 mDKK | 0 | 0 | N/A
Energy | 2021 | Expansion of district heating distribution to areas previously provided by natural gas. | 0-50 mDKK | 10.9861 | 0 | N/A
Sustainable water and wastewater management | 2021 | Treated water tank and pumps | 0-50 mDKK | 0 | 0 | 0
Sustainable water and wastewater management | 2021 | Waterworks | 0-50 mDKK | 0 | 0 | 0
Sustainable water and wastewater management | 2021 | New solar panel power generation utilized in the operation of a wastewater treatment plant | 0-50 mDKK | 0 | N/A | 0
Sustainable water and wastewater management | 2021 | Land procurement for protection of groundwater wells from pollution. | 0-50 mDKK | 0 | 27.5324 | 0
Sustainable water and wastewater management | 2021 | Waterworks | 0-50 mDKK | 0 | 0 | 0
Sustainable water and wastewater management | 2021 | Well drilling | 0-50 mDKK | 0 | 0 | 0
Energy | 2021 | Expansion of district heating distribution for proporties previously utilizing oil boiler | 0-50 mDKK | 37.1524 | 86.5856 | N/A
Sustainable water and wastewater management | 2021 | Well drilling | 0-50 mDKK | 0 | 0 | 0
Energy | 2021 | Installation of heat meters and other measurement equipment as per Danish legislative requirements | 0-50 mDKK | 0 | 0 | N/A
Green buildings | 2021 | Energy-efficiency measures. | 0-50 mDKK | 0 | 0 | 0
Polution prevention and control | 2021 | Treatment of park waste | 0-50 mDKK | 0 | 0 | 0
Sustainable water and wastewater management | 2020 | Sewerage extension | 100-250 mDKK | 0 | N/A | 0
Polution prevention and control | 2020 | Procurement of separated household waste containers and garbage truck to gather the waste | 50-100 mDKK | 3262.8409 | 0 | 0
Energy | 2020 | Expansion of district heating distribution. Conversion from natural gas | 50-100 mDKK | 0 | 0 | 0
Green buildings | 2020 | Acquisition of administrative building. Energi label A2020. Solar power installations. | 50-100 mDKK | 12.8352 | 0 | 0
Sustainable water and wastewater management | 2020 | New wastewater treatment and biogas plant | 0-50 mDKK | 69.2308 | N/A | 519.2308
Energy | 2020 | Heat pumps utilizing waste heat from nearby sewage treatment plant and waste heat from data centres. Expansion of district heating distribution and infrastructure in general | 0-50 mDKK | 1786.229 | 0 | N/A
Energy | 2020 | Establishment of heat pump | 0-50 mDKK | 0 | 0 | 0
Polution prevention and control | 2020 | Household waste container separated in 9 (soon 10) fractions. | 0-50 mDKK | 0 | 0 | 0
Energy | 2020 | Heat pump | 0-50 mDKK | 0 | 0 | 0
Green buildings | 2020 | Acquisition of administrative building. Energi label A2015 | 0-50 mDKK | 0.24066 | 0 | 0
Sustainable water and wastewater management | 2020 | Detention areas for large volumes of rainwater, nature-based | 0-50 mDKK | 0 | N/A | 0
Green buildings | 2020 | Renovation and installation of energy efficient equipment in existing daycare | 0-50 mDKK | 0 | 0 | 0
Energy | 2020 | Replacement of meters and renovation of distribution grid. | 0-50 mDKK | 0 | 0 | 0
Polution prevention and control | 2020 | Procurement of separated household waste containers due to the updated Statutory Order on Waste | 0-50 mDKK | 0 | 0 | 0
Energy | 2020 | Expansion of district heating distribution. Conversion from natural gas | 0-50 mDKK | 0 | 0 | 0
Polution prevention and control | 2020 | Procurement of separated household waste containers and other related activities to the updated Statutory Order on Waste | 0-50 mDKK | 0 | 0 | 0
Polution prevention and control | 2020 | Procurement of separated household waste containers due to the updated Statutory Order on Waste | 0-50 mDKK | 0 | 0 | 0
Green buildings | 2020 | Renovation of existing municipal buildings | 0-50 mDKK | 0 | 0 | 0
Polution prevention and control | 2020 | Procurement of separated household waste containers due to the updated Statutory Order on Waste | 0-50 mDKK | 0 | 0 | 0
Energy | 2020 | Expansion of district heating supply area | 0-50 mDKK | 0 | 0 | 0
Energy | 2020 | Renovation of pipes | 0-50 mDKK | 0 | 0 | 0
Green buildings | 2020 | Renewal of municipal street lighting to a more energy efficient alternative. | 0-50 mDKK | 22.7915 | 119.3271 | 0
Energy | 2020 | Expansion of solar heating system | 0-50 mDKK | 0 | 0 | 0
Green buildings | 2020 | Installation of instruments and devices for measuring, regulation and controlling energy performance of buildings | 0-50 mDKK | 0 | 0 | 0
Energy | 2020 | Heat pump, transmission pipes and replacing meters | 0-50 mDKK | 0 | 0 | 0
Polution prevention and control | 2020 | Disintegration and unpacking technologies for collected food waste | 0-50 mDKK | 0 | 0 | 0
Sustainable water and wastewater management | 2020 | Measurement equipment | 0-50 mDKK | 0 | 0 | 0
Sustainable water and wastewater management | 2020 | Measurement equipment | 0-50 mDKK | 0 | 0 | 0
Sustainable water and wastewater management | 2020 | Measurement equipment | 0-50 mDKK | 0 | 0 | 0
Energy | 2019 | Expansion of district heating distribution | 100-250 mDKK | 0 | 0 | 0
Energy | 2019 | Biomass fuelled energy plant | 100-250 mDKK | 0 | 0 | 0
Energy | 2019 | Solar heating system | 0-50 mDKK | 0 | 0 | 0
Green buildings | 2019 | Energy-efficiency measures. | 0-50 mDKK | 0 | 0 | 0
Energy | 2019 | Biomass fuelled energy plant | 0-50 mDKK | 0 | 0 | 0
Energy | 2019 | Expansion of existing solar heating system | 0-50 mDKK | 0 | 0 | 0
Energy | 2019 | Solar heating system | 0-50 mDKK | 0 | 0 | 0
Energy | 2019 | Biomass fuelled energy plant | 0-50 mDKK | 0 | 0 | 0
Climate change adaptation | 2019 | Weatherproofing of handball arena. A rainwater basin will be established with a view to holding back rainwater. In dry weather, the basin will be used for ball games with room for two three-man football fields and seats on steps and edges. The low-lying handball arena has been flooded several times in connection with heavy rain. | 0-50 mDKK | 0 | 0 | 0
Energy | 2019 | Renovation and extension of pipes | 0-50 mDKK | 0 | 0 | 0
Energy | 2019 | Establishing an air to water heat pump. | 0-50 mDKK | 0 | 0 | 0
Energy | 2019 | Electric boiler utilizing surplus electricity from windmills | 0-50 mDKK | 0 | 0 | 0
Energy | 2019 | Establishment of air to water heat pump | 0-50 mDKK | 0 | 0 | 0
Green buildings | 2019 | Renovation and installation of energy efficient equipment in existing school and daycare | 0-50 mDKK | 0 | 0 | 0
Sustainable water and wastewater management | 2019 | Detention areas for large volumes of rainwater, nature-based | 0-50 mDKK | 0 | N/A | 0
Green buildings | 2019 | Energy-efficiency measures. | 0-50 mDKK | 0 | 0 | 0
Energy | 2019 | Renovation and extension of pipes | 0-50 mDKK | 0 | 0 | 0
Energy | 2019 | Solar heating expansion | 0-50 mDKK | 0 | 0 | 0
Green buildings | 2019 | Energy-efficiency measures. | 0-50 mDKK | 0 | 0 | 0
Energy | 2019 | Expansion of district heating distribution. Conversion from natural gas | 0-50 mDKK | 0 | 0 | 0
Energy | 2019 | Renovation and extension of pipes | 0-50 mDKK | 0 | 0 | 0
Sustainable water and wastewater management | 2019 | Measurement equipment | 0-50 mDKK | 0 | 0 | 0
Green buildings | 2019 | Solar power system | 0-50 mDKK | 0 | 0 | 0
Energy | 2018 | District heating supply | 50-100 mDKK | 0 | 0 | 0
Green buildings | 2018 | Energy-efficiency measures. | 0-50 mDKK | 0 | 0 | 0
Energy | 2018 | Heat pumps and assosciated equipment | 0-50 mDKK | 0 | 0 | 0
Polution prevention and control | 2018 | Investments in recycling station | 0-50 mDKK | 0 | 0 | 0
Climate change adaptation | 2018 | Climate project for handling the generally larger amounts of precipitation and extreme precipitation. Water from the collection sites is used for watering of trees in the town, among other things | 0-50 mDKK | 0 | 0 | 0
Energy | 2018 | Expansion of district heating distribution. Conversion from natural gas | 0-50 mDKK | 0 | 0 | 0
Energy | 2018 | Renovation and extension of pipes | 0-50 mDKK | 0 | 0 | 0
Energy | 2018 | Solar heating system | 0-50 mDKK | 0 | 0 | 0
Energy | 2018 | Pipe renovation and calorimeters | 0-50 mDKK | 0 | 0 | 0
Energy | 2018 | Solar heating system | 0-50 mDKK | 0 | 0 | 0
Climate change adaptation | 2018 | Climate project for handling the generally larger amounts of precipitation and extreme precipitation. Water from the collection sites is used for watering of trees in the town, among other things | 0-50 mDKK | 0 | 0 | 0
Energy | 2018 | Electric heat pump system | 0-50 mDKK | 0 | 0 | 0
Energy | 2018 | Renewal of district heating pipes | 0-50 mDKK | 0 | 0 | 0
Climate change adaptation | 2018 | Emergency pump by harbor | 0-50 mDKK | 0 | 0 | 0
Energy | 2018 | Expansion of district heating distribution. Conversion from natural gas | 0-50 mDKK | 0 | 0 | 0
Sustainable water and wastewater management | 2018 | Purification plant, sewerage and renovation of water distribution system | 0-50 mDKK | 0 | 0 | 0
Climate change adaptation | 2018 | Climate project for handling the generally larger amounts of precipitation and extreme precipitation. Water from the collection sites is used for watering of trees in the town, among other things | 0-50 mDKK | 0 | 0 | 0
Climate change adaptation | 2018 | Climate adaptation project | 0-50 mDKK | 0 | 0 | 0
Sustainable water and wastewater management | 2018 | Renovation of water distribution system | 0-50 mDKK | 0 | 0 | 0
Green buildings | 2018 | Energy-efficiency measures. | 0-50 mDKK | 0 | 0 | 0
Green buildings | 2018 | Energy-efficiency measures. | 0-50 mDKK | 0 | 0 | 0
Energy | 2017 | Change from thermal system to hydro system | 100-250 mDKK | 0 | 0 | 0
Energy | 2017 | Expansion of the supply area | 0-50 mDKK | 0 | 0 | 0
Energy | 2017 | New solar heating system | 0-50 mDKK | 0 | 0 | 0
Sustainable water and wastewater management | 2017 | Wastewater treatment plant | 0-50 mDKK | 0 | 0 | 0
Energy | 2017 | Solar collector system | 0-50 mDKK | 0 | 0 | 0
Energy | 2017 | District heating supply, several projects | 0-50 mDKK | 0 | 0 | 0
Sustainable water and wastewater management | 2017 | Pipe renovation | 0-50 mDKK | 0 | 0 | 0
Energy | 2017 | Utilisation of surplus heat | 0-50 mDKK | 0 | 0 | 0
Energy | 2017 | Solar collector system and biomass boiler | 0-50 mDKK | 0 | 0 | 0
Green buildings | 2017 | Energy-efficiency measures. | 0-50 mDKK | 0 | 0 | 0
Energy | 2017 | Solar heating system | 0-50 mDKK | 0 | 0 | 0
Sustainable water and wastewater management | 2017 | Waterworks | 0-50 mDKK | 0 | 0 | 0
Sustainable water and wastewater management | 2017 | Construction of a waterworks | 0-50 mDKK | 0 | 0 | 0
Sustainable water and wastewater management | 2017 | Wastewater treatment plant | 0-50 mDKK | 0 | 0 | 0
Sustainable water and wastewater management | 2017 | New boring, piping and filtration plant | 0-50 mDKK | 0 | 0 | 0
Energy | 2016 | Biomass fuelled energy plant | 50-100 mDKK | 0 | 0 | 0
Energy | 2016 | Establishing 7031 m2 of solar panels and accumultaion tank | 0-50 mDKK | 200.1727 | 0 | 2104.1884
Sustainable water and wastewater management | 2016 | Sewerage | 0-50 mDKK | 0 | 0 | 0

## GBF2017
Category | Disbursement year | Project purpose | Outstanding green loans (DKK intevals) | Emissions avoided/reduced annually
District heating | 2021 | Extension of district heating supply area for properties using oil burners. The plant is ISO certified. Expected useful life: 20 years. | 0-50 mDKK | 103.9132
District heating | 2021 | Air to water heat pump with 16 MW capacity replacing production using gas. Expected useful life: 20 years. | 50-100 mDKK | 15130.7054
District heating | 2021 | Seawater heat pump, biomass boiler plant using 100% sustainable wood chips. Phase 1 in a project which, in the future, will use excess heat from data centers and industries. Expected useful life: 10 - 30 years | 250-500 mDKK | 57822.8571
District heating | 2021 | 1 MW heat pump to enhance the efficiency of 15,000 m2 solar heat. | 0-50 mDKK | 711.8897
District heating | 2021 | Heat pump with ammonia cooler function. The performance is 5 to 5.5 MW. The energy can be collected from the air and a 50.000 m3 pitstorage. Water in pitstorage is heated by solarcells. The plant is ISO certified. Expected useful life: 30 years. | 0-50 mDKK | 2132.4171
District heating | 2021 | District heating project in industry area. Replacing natural gas boilers with district heating based on excess heat. Expected useful life: 30 years. | 0-50 mDKK | 575.7464
Energy efficiency | 2021 | Replacing 1440 street lights with LED lighting | 0-50 mDKK | 51.0573
District heating | 2021 | Renovation of 45 years old transmission pipeline in residential area. Covers 74 properties. Expected useful life: 50 years. | 0-50 mDKK | 27.3683
District heating | 2021 | Heatpump driven by treated wastewater. The heatpump produced 8 MW, corresponding to approximately 3500 households. Expected useful life: 30+ years | 0-50 mDKK | 164.1945
District heating | 2021 | 440 KWh air to water heat pump. Expected useful life: 30 years | 0-50 mDKK | 10.4923
District heating | 2021 | Expansion of district heating supply area to replace natural gas. Gains socioeconomic, energy and co2 reductions. Includes new pipes and servicepipes. As the used fuel transitions to CO2 neutral, the CO2 reduction will be enhanced to approximately 1040 tonnes/yearly. Expected useful life: +40 years | 0-50 mDKK | 35.771
District heating | 2021 | Extension of district heating supply area replacing natural gas supply. Establishing district heating units at end users. | 0-50 mDKK | 11.2582
District heating | 2021 | 1.5 MW air to water heat pump with additional 1,500 m3 accumulation tank. Expected useful life: 25-30 years. | 0-50 mDKK | 1.4731
Water management | 2021 | Establishing an emergency water pipe. Expected useful life: 40 - 50 years | 0-50 mDKK | 0
Water management | 2021 | Buying land to ensure control over well field area, ensuring pure water in the future. | 0-50 mDKK | 0
Water management | 2021 | Improving bathing water quality through analysis of sources for pollution. | 0-50 mDKK | 0
Water management | 2021 | Renovation of 850 metres of pipes, new pipes for a new area, screening for pesticides | 0-50 mDKK | 0
Water management | 2021 | Construction of new waterworks. Water is contained in clean water tanks in stainless steel. Lowering emissions of a range of substances. Expected reduction in water loss by 5%. | 0-50 mDKK | 0
Water management | 2021 | Local purification of lakewater after breakage of drainagepipe, monitoring larger drainagepipes with recipients. | 0-50 mDKK | 0
Water management | 2021 | Sectioning, renovation of pipes, replacing existing water meters to meters that can be read remotely. | 0-50 mDKK | 0
Water management | 2021 | Renovation of pipes, replacing water meters | 0-50 mDKK | 0
Water management | 2021 | Renovation of waterpipes to reduce waste of water. 2531 replaced/renovated pipes is expected to lower water loss by 7% yearly. | 0-50 mDKK | 0
Water management | 2021 | SCADA-systems, renovation of mains and laterals, new pipes | 0-50 mDKK | 0
Water management | 2021 | Cover for combined sewerage basins, renovation and extension of combined sewerage basins, ensuring security of supply | 0-50 mDKK | 0
District heating | 2021 | Renovation of main, approx. 3 kilometres. | 0-50 mDKK | 0
District heating | 2021 | 750 KWh heat pump for wind energy. Avoids using 4,500 m3 wood chips. Expected useful life: 20 years. | 0-50 mDKK | 0
Water management | 2021 | SCADA-systems, sectioning, clean water tank and renovation of pipes | 0-50 mDKK | 0
Water management | 2021 | Renovation of pumping stations, renovation of plants and pipes. | 0-50 mDKK | 0
District heating | 2021 | The project uses excess heat from internal processes. Enhancing the plant's total efficincy by 1%. Descreases thermal pollution to the local bay. The CHP plant uses biomass. | 0-50 mDKK | 0
Water management | 2021 | Establishing temporary basins, renovation of 4.8 kilometres of pipes, sewerage in areas where seeping of rainwater is not possible. | 0-50 mDKK | 0
Water management | 2021 | Renovation of waterworks, conversion of SCADA-system, renovation of pipes, sectioning | 0-50 mDKK | 0
Water management | 2021 | Renovation of well field, conversion of SCADA-system and renovation of pipes. | 0-50 mDKK | 0
District heating | 2021 | Accumulation tank. Expected useful life: 20 years | 0-50 mDKK | 0
Water management | 2021 | Renovation of 2.5 kilometres of pipes, screening for pesticides, updating SCADA-system | 0-50 mDKK | 0
Water management | 2021 | New waterworks replacing and existing from 1971. Capacity increases, lowering CO2 with 0.2 tonnes yearly. Expected useful life: 50 years | 0-50 mDKK | 0
Water management | 2021 | SCADA-systems, sectioning, renovation of pipes, replacing water meters. | 0-50 mDKK | 0
Water management | 2021 | Climate adaptation measures, rainwater management, renovation of mains and laterals. SCADA-systems | 0-50 mDKK | 0
District heating | 2021 | Replacing a 6 MW strawboiler from 1994. Expected 10% lower use of straw corresponding to 600 tonnes. Useful life is 20 years | 0-50 mDKK | 0
Water management | 2021 | Renovation of 2.9 kilometers pipes, 250 meters new drinking water- and raw water pipes, systematic measures to search for leakages, screening for pesticides, updated SCADA system | 0-50 mDKK | 0
Water management | 2021 | Sectioning, replacing water meters, renovation of pipes | 0-50 mDKK | 0
Water management | 2021 | Renovation of wastewater mains and laterals, seperate sewerage | 0-50 mDKK | 0
Water management | 2021 | Extension of wastewater treatment plant. Reduces energy consumption | 0-50 mDKK | 0
Water management | 2021 | Renovation of 6.9 kilometres pipes, systematic search for leakages, screening for pesticides, drinking water control programme | 0-50 mDKK | 0
Water management | 2021 | Establishing a pumping station and pressurepipe, rainwater pipe, renovation of 930 metres pipes, rainwater drainage and ditches for rainwater basins. | 0-50 mDKK | 0
Water management | 2021 | Renovation of 2.6 kilometres waterpipes, measures to search for leakages, screening for pesticides, establishing emergency pipe. | 0-50 mDKK | 0
District heating | 2021 | Expansion of district heating supply area including both main and servicepipes. Renovation of existing district heating. Estimated avoided co2 pr. household is 183 kg. Number of household not known. | 0-50 mDKK | 0
Water management | 2021 | Seperate sewerage, dredging rainwater basins. | 0-50 mDKK | 0
Water management | 2021 | Renovation of 2.2 kilometres pipes, 4.8 kilometres pipes laid down, systematic measures to search for leakages, screening for pesticides, drinking water control programme. | 0-50 mDKK | 0
Water management | 2021 | Renovation of wastewater mains and laterals, sectioning, SCADA conversion, renovation of pumping station. | 0-50 mDKK | 0
Water management | 2021 | Replacing 2.8 castiron pipes, replacing 3.4 water pipes, systematic measures to search for leakage. | 0-50 mDKK | 0
Water management | 2021 | Climate adaptation measures, site development, seperate sewerage. Establishing climate streets. New basin and 2516 metres pipes. Replacing 336 metres pipes. Expected useful life: 75 years | 0-50 mDKK | 0
Water management | 2021 | New sewerage in relation to site development. 3.6 kilometres pipes laid and 6000 m3 wastewater processed. | 0-50 mDKK | 0
Water management | 2021 | Renovation of 6.9 kilometres pipes, systematic search for leakages, screening for pesticides | 0-50 mDKK | 0
Water management | 2021 | Climate adaptation measures. Primately seperate sewerage and establishing rainwater basins. | 0-50 mDKK | 0
Water management | 2021 | SCADA-systems, renovation of mains and laterals, establishing basinpipe, climate adaptation measures. | 50-100 mDKK | 0
Water management | 2021 | 850 metres rainwater pipes and 565 metres wastewater pipes, programme to measure waterquality in roadwater and a number of basins. | 100-250 mDKK | 0
Water management | 2021 | Disposal of wastewater, establishing rainwater tunnels | 100-250 mDKK | 0
Water management | 2021 | Cloudburst protection, cloudburst tunnel, renovation of wastewater mains and laterals. | 250-500 mDKK | 0
Water management | 2021 | Renovation of pipes, new pipes and SCADA system | 250-500 mDKK | 0
District heating | 2020 | New reactor and accumulation tank including storage tank for fuels at the plant and storage tank for slurry at the farmer. Expected useful life: 25 years | 0-50 mDKK | 6663.0895
District heating | 2020 | Biomass burner and connection to new district heating area. Phases out old oil burners located with individual consumers. | 0-50 mDKK | 444.0121
District heating | 2020 | The project concerns the establishment of a new heat station located north of a data centre, which is under construction. The heat station will comprise nine electric heat pumps producing district heating on the basis of waste heat from a data centre. In addition to the heat pumps, the building will have electrical installations for the supply of the heat pumps and various circulation pumps for district heating and waste heat. The station may later on be expanded with additional heat pumps. | 50-100 mDKK | 36319.2308
District heating | 2020 | Heat pump, transmission pipes and replacing meters | 0-50 mDKK | 1071.0506
District heating | 2020 | Air to water heat pump and transmission pipes | 0-50 mDKK | 4675.3276
District heating | 2020 | Air to water heat pump. | 0-50 mDKK | 1074.7005
District heating | 2020 | 3.6 MW air to water heat pumps replacing the gas production formerly used for district heat production. | 0-50 mDKK | 3738.6
District heating | 2020 | Conversion of plant from running on coal to running on biomass. | >500 mDKK | 133571.4286
District heating | 2020 | Conversion of plant from running on coal to running on biomass. | >500 mDKK | 471430.4772
District heating | 2020 | Chip-fired heat plant | 0-50 mDKK | 5484.3067
District heating | 2020 | Heat pump | 0-50 mDKK | 1415.366
District heating | 2020 | 5,5 MW air to water heat pump, which replaces heat production based on natural gas. | 0-50 mDKK | 437.5774
District heating | 2020 | 5,5 MW air to water heat pump, which replaces heat production based on natural gas. | 0-50 mDKK | 2014.5889
District heating | 2020 | Replacement of gas motor with heat pump. | 0-50 mDKK | 428.5946
District heating | 2020 | Installation og 2.5 mWh heat pump for cooling compressors. Installation of gasburner for backup. Useful life: 25-30 years. Avoiding 850,000 m3 gas | 0-50 mDKK | 1284.9414
District heating | 2020 | Establishing heat pump. Expected useful life: 20 years | 0-50 mDKK | 840.9415
District heating | 2020 | Expansion of district heating supply area and pump capacity to an industry area. Replacing natural gas. | 0-50 mDKK | 710.9556
District heating | 2020 | Heat pump project which transfers heat from air to thermal energy in water using electricity (air towater). | 0-50 mDKK | 2383.2881
District heating | 2020 | Heat pump using waste heat from industrial wastewater. | 0-50 mDKK | 1011.4004
District heating | 2020 | Expansion of district heating area - transmission pipe. Replaces gasbased heating in three smaller towns | 0-50 mDKK | 2977.5146
District heating | 2020 | Transmission line. Replacing gasbased heat in three smaller towns | 0-50 mDKK | 863.4792
District heating | 2020 | Establishing new 2.5 MW heat pump providing 480 consumers with district heating. The project avoids 1.29 mio m3 natural gas yearly. Expected useful life: 20 years | 0-50 mDKK | 1134.8039
District heating | 2020 | Construction of 4.4 Mwh electric heat pump with air-to water and water-to-water. | 0-50 mDKK | 1564.2898
District heating | 2020 | Solar heating system 8,000 m3 | 0-50 mDKK | 702.4935
District heating | 2020 | Expansion of district heating area and investment in surplus heating. | 100-250 mDKK | 5411.5709
District heating | 2020 | Establishing solar collectors including building and accumulation tank. Expected useful life: 30 years | 0-50 mDKK | 277.0375
District heating | 2020 | Merger of heating plant to optimize and contribute to the green transition. Establishment of air-to-water heat pump as well as biomass boiler. | 0-50 mDKK | 33.5038
District heating | 2020 | Merger of heating plant to optimize and contribute to the green transition. Establishment of air-to-water heat pump as well as biomass boiler. | 0-50 mDKK | 402.0462
District heating | 2020 | Establishment of mains and service pipes for the expansion of the supply area. | 50-100 mDKK | 987.7631
District heating | 2020 | Conversion of natural gas area to district heating. The district heating is based on 75% biomass in the form of straw and wood chips and 25% surplus heat from waste. | 0-50 mDKK | 92.1835
Energy efficiency | 2020 | Street lighting project – conversion to LED lighting | 0-50 mDKK | 60.9728
Energy efficiency | 2020 | Energi optimization of street lighting. Changing to LED-fixtures | 0-50 mDKK | 54.0491
District heating | 2020 | District heating expansion. Conversion from natural gas to district heating. | 0-50 mDKK | 121.8962
Clean public transportation | 2020 | Electric ferry, a four-year innovation project with the aim of designing, building and testing a 100% electrically powered medium-sized ferry. The ferry is CO2-neutral – no emissions at all. The electric ferry is working on an agreement with a power supplier providing certified green power. Also includes a reduction of 14,500 kg NOx annually. | 0-50 mDKK | 171.5735
District heating | 2020 | Renovation of 4.5 kilometres of mains and 2.9 kilometres of service pipes. 125 households have been converted from oil burners to district heating. | 0-50 mDKK | 185.6111
District heating | 2020 | Replacement of heating pipes. | 0-50 mDKK | 16.3107
District heating | 2020 | Conversion of individual natural gas biolers to district heating in industrial areas | 0-50 mDKK | 70.38
District heating | 2020 | Expansion of district heating supply area | 0-50 mDKK | 6.2077
Energy efficiency | 2020 | Energy-saving initiatives | 0-50 mDKK | 0
Water management | 2020 | New sewage laterals. Renovation and construction of pumping stations. | 0-50 mDKK | 0
Water management | 2020 | Establishing a 1.5 kilometres emergency supply pipe. A pumping station ensures that the emergency supply connection is activated in the event of loss of pressure or through manual implementation for example during maintenance work. | 0-50 mDKK | 0
District heating | 2020 | Construction of new pumping station for the distribution of district heating. | 0-50 mDKK | 0
Water management | 2020 | Sock lining pipes, renovation of well and remote inspections of the pipenetwork. | 0-50 mDKK | 0
District heating | 2020 | Replacement of meter network and weighbridge in connection with the purchase of energy. | 0-50 mDKK | 0
District heating | 2020 | Renovation of chip-fired boiler, replacement of meters, construction work on district heating grid. | 0-50 mDKK | 0
District heating | 2020 | Solar heating system, extension of solar collectors. Savings gas during spring and fall. | 0-50 mDKK | 0
Water management | 2020 | Renovation of waterworks. Establishing well field. | 0-50 mDKK | 0
Water management | 2020 | New waterworks | 0-50 mDKK | 0
Water management | 2020 | New waterwork replacing an older. Directs rinse water to a closed tank, wherefrom cleared water is directed to seepage. | 0-50 mDKK | 0
Water management | 2020 | Renovation of sewerage | 0-50 mDKK | 0
Water management | 2020 | Sectioning | 0-50 mDKK | 0
Water management | 2020 | Clean water tanks and filters. | 0-50 mDKK | 0
Water management | 2020 | Renovation of pipes | 0-50 mDKK | 0
Water management | 2020 | Renovation of 0.5 kilometers waterpipes including replacing 92 water meters. | 0-50 mDKK | 0
Water management | 2020 | Renovation of water mains and laterals | 0-50 mDKK | 0
Water management | 2020 | Renovation of 2.3 kilometers waterpipes and replacing 38 water meters | 0-50 mDKK | 0
Water management | 2020 | Renovation of 3.5 kilometers waterpipes and installation of 142 water meters with remote meter reading | 0-50 mDKK | 0
Water management | 2020 | The green purpose of the project involves protection of resources, energy, health and environment through the establishment of new pipes for developments as well as for renovation projects in which 2,050 metres of mains including sewer laterals have been replaced with new pipes and 1,750 metres of new pipes have been laid down. The dimension of the waterworks capacity has been increased from 500 m3 to 600 m3, which will result in a reduction of groundwater extraction of 38,000 m3, an annual reduction in water loss of 0.3 % as well as a reduction in substances like iron, ammonium and manganese. The project is a part of a local water collaboration, which pays to abolish fuels and wells that are unused. Overall, the project contributes to the municipal climate plan, in which the primary aim is a reduction of the total amount of CO2. | 0-50 mDKK | 0
Water management | 2020 | Establishing a 'climatepark' for collection of surface runoff. Basin 10.000 m3. 300 metres of new pipes laid. | 0-50 mDKK | 0
Water management | 2020 | Construction of new water works. Expected useful life is 50 years. 100 metres of pipes replaced. Pumps are more energy-friendly than the previous ones. Division into districts has been implemented. Optimization of troubleshooting to reduce loss of water. | 0-50 mDKK | 0
Water management | 2020 | Renovation of pipes, pumping stations and work related to basins. New sewer laterals, climate adaptation measures including rain beds, rainwater pipes and separation of surface runoff. Coastal protection. | 0-50 mDKK | 0
Water management | 2020 | Seperate sewerage, renovation of pumping stations | 0-50 mDKK | 0
Water management | 2020 | Sectioning, metres, piping and renovation of water tower. Less loss of water and higher water quality. | 0-50 mDKK | 0
Water management | 2020 | Seperate sewerage | 0-50 mDKK | 0
Water management | 2020 | Renovation of wastewater work | 0-50 mDKK | 0
Water management | 2020 | Climate adaptation measures, relocation pipes | 0-50 mDKK | 0
Water management | 2020 | Rinsing water basins | 0-50 mDKK | 0
Water management | 2020 | Renovation of sewerage including wastewater pipes, pumping stations, retention basin, new sewer laterals, climate adaptation measures of drainingesystem. | 0-50 mDKK | 0
District heating | 2020 | Establishing a new solar heating system. As the plant used wood pellets before, it remains co2 neutral. The fuelconsumption is reduced by 3 tonnes of wood pellets and a smaller reduction of gas used for oil boilers. | 0-50 mDKK | 0
Water management | 2020 | Renovation of raw water system, renovation of pipes | 0-50 mDKK | 0
Water management | 2020 | Climate adaptation projects. Sewerage, seperate sewerage and rainwater bassin. 50 to 75 years service life | 0-50 mDKK | 0
Water management | 2020 | Renovation of 3.0 waterpipes, including one main. Renovation of pumping station and rebuilding 8 smaller pumping station. Climate adaptation project, flood proofing | 0-50 mDKK | 0
Water management | 2020 | Renovation of pipes, SCADA systems | 0-50 mDKK | 0
District heating | 2020 | Piping, biogas engine and pipes. Conversion of oil burner to district heating. | 0-50 mDKK | 0
Water management | 2020 | Redistribution of pipes due to new public transporation, handling surfacewater, renovation of pipes. | 0-50 mDKK | 0
Water management | 2020 | Renovating 2.7 kilometers waterpipes and establishing water laterals. Installing 86 water meters that can be read remotely. | 0-50 mDKK | 0
Water management | 2020 | Construction of new water works. Afforestation 50 ha in reclamation area for the protection of the well field. | 0-50 mDKK | 0
Water management | 2020 | Renovating 3.9 kilometres waterpipes and replacing 80 water meters. Establishing new water laterals. | 0-50 mDKK | 0
District heating | 2020 | Using excess heat from industrial factory. | 0-50 mDKK | 0
Water management | 2020 | Cloudburst- and climate adaptation measures, renovation of pipes | 0-50 mDKK | 0
Water management | 2020 | Renovation of pipes, SCADA systems | 0-50 mDKK | 0
Water management | 2020 | 3 investments. 13.7 millions to improvements of the waterpurification proces in open lands. 2.2 millions for extensions of baasins due to demands regarding discharges of surface water to streams. 6.7 millions to rebuilding wastewater treatment plants to wastewater reservoirs, construction of 3 pumping stations and rebuildings to avoid discharge of untreated wastewater. | 0-50 mDKK | 0
Water management | 2020 | Renovation of pipes and water tower | 0-50 mDKK | 0
Water management | 2020 | Renovation of 5.5 kilometres supply pipes including replacement of 59 water meters. Renovation of water works. Systematic search for leakages. | 0-50 mDKK | 0
Water management | 2020 | Establising sewerage system for a new residential area. New wastewater treatment plant and pressure pipes for transportation of waste water from old to new plant. New bassin 750 m3. 12.000 metres new pipes. | 0-50 mDKK | 0
District heating | 2020 | Solar heating system with 20,000 m2 collector area, 3,000 m3 heat accumulator tank. The plant delivers renewable energy and replaces | 0-50 mDKK | 0
Water management | 2020 | Renovation of purification plant. 32,890 metres new construction of pipes. New 430 m3 basin. Reduction of unwanted rain water 2,905 m3. Amount of wastewater treated annually 50,123 m3 | 0-50 mDKK | 0
Water management | 2020 | Sewerage and wastewater treatment plants, bassins and replacement of approximately 20.000 m. The company is ISO14001 certified. | 0-50 mDKK | 0
Water management | 2020 | The green purpose of the project concerns environment, climate, and health through the establishment of a wastewater transport system replacing worn-out and oldfashioned purification plants (old ones are closed down) with a new, bigger and more modern purification plant of 419 m3, so that the capacity is increased from 1000 to 8000 PE. The plant contributes to the purification of water in an area of 543 ha, and the number of people getting their wastewater purified has increased from 540 to 5441. The annual amount of reused wastewater sludge corresponds to 121 tonnes of dry matter, which corresponds to 20.5% (based on design data and thus an estimate). The impact of chemicals is expected to be significantly improved, meaning that the resulting environmental impact will improve. The abovementioned initiatives will improve the water quality for the area's recipients and will thus contribute to a cleaner water environment. | 0-50 mDKK | 0
Water management | 2020 | The green purpose of the project concerns both environment, climate, energy and health. The project involves separate sewerage of urban area, sewerage for homes located in open-country residential areas and sewerage for new urban areas with an expected useful life of 42-75 years. In total, 11,256 metres of pipe have been laid down, while 1,708 metres of pipe have been renovated and 1,170 metres have been replaced, which has provided sewerage for 108 buildings in open-country residential areas. The newly constructed sewerage system has a size of 2,600 m3 and provides a reduction in annual overflow of 3,000 m3. At the same time all rainwater is diverted at the purification plant, which gives a reduction of 60,000 m3 in unwanted rainwater. The annual amount of wastewater treated, reused or avoided surpasses 340 PE for the purification plant from own emissions. | 50-100 mDKK | 0
Water management | 2020 | Establishing well fields. Construction of 2 new modern waterworks. Enhanced watertreatment. Construction of 4000 m. pipes. Establishing groundwater protection. | 50-100 mDKK | 0
Water management | 2020 | Renovation of sewer main and laterals, bassin, sectioning | 50-100 mDKK | 0
Energy efficiency | 2020 | Energy optimization of a hospital by a) establishing own electrivity production via solarcells leading to an annual energy saving of 250.000 kWh b) the density of byulding is designed so that the maximum leakage will be 0.5 L/s oer m2 heated floor area by pressure testing with 50 pa and c) lower consumption of electricity used for venlitations systems, etc. | 50-100 mDKK | 0
Water management | 2020 | Renovation and construction of pumping stations and bassins. Separation of surface water including e.g. establishing rainwater pipes | 50-100 mDKK | 0
Water management | 2020 | Cloudburst- and climate adaptation measures including pipes and rainbeds | 100-250 mDKK | 0
Water management | 2020 | Renovation of pipes, replacing valves, renovating water work and construction of new water work | 100-250 mDKK | 0
Water management | 2020 | Renovation of pipes, buildings and other larger elements in the drainagesystem. Renovation of pumping station. Separation of surface water incl. Establishing a rainwater tunnel and bassinpipes. | 100-250 mDKK | 0
District heating | 2019 | Expansion of solar heating production. | 0-50 mDKK | 4619.6794
District heating | 2019 | Conversion of plant from coal-fired to chip-fired. Highly efficient and flexible system, which ensures a high utilization of the energy in the wood chip by, among other things, utilising the energy in water vapour from flue gas. | 250-500 mDKK | 185000
District heating | 2019 | The project concerns the establishment of a new heat station located north of a data centre, which is under construction. | 0-50 mDKK | 26327.0124
District heating | 2019 | Biomass-fired power and heating plant using wood chips. ORC-technology. The plant has a capacity of 30 MW. | 0-50 mDKK | 10662.6349
District heating | 2019 | Establishment of a new chip-fired plant with an effect of 9.6 MW. Bio ash is analyzed before being distributed as fertilizer in farming. | 0-50 mDKK | 9907.8974
District heating | 2019 | 5,5 MW air to water heat pump, which replaces heat production based on natural gas. | 0-50 mDKK | 969.3855
District heating | 2019 | New high pressure boiler using biomass | 250-500 mDKK | 42274.8307
District heating | 2019 | Expansion of existing solar heating system. | 0-50 mDKK | 299.8453
District heating | 2019 | New straw-fired heating plant and expansion of the heating distribution network. Establishment of solar heating system of 13,407 sqm. The straw-fired heating plant significantly reduces the use of fossil fuels (gas) and contributes to making the plant 100% CO2-neutral in terms of production and own consumption. | 0-50 mDKK | 2915.0677
District heating | 2019 | New straw-fired heating plant and expansion of the heating distribution network. Establishment of solar heating system of 13,407 sqm. The straw-fired heating plant significantly reduces the use of fossil fuels (gas) and contributes to making the plant 100% CO2-neutral in terms of production and own consumption. | 0-50 mDKK | 2846.0348
District heating | 2019 | New 8,455 m2 solar heating system. | 0-50 mDKK | 681.8657
District heating | 2019 | New pipelines (series 3, best degree of insulation) as well as outlet to consumers | 0-50 mDKK | 874.6285
District heating | 2019 | Establishment of new solar heating system of 30,000 sqm. Transmission line and pipe renovation | 0-50 mDKK | 2291.9593
District heating | 2019 | Extension of district heating supply area | 0-50 mDKK | 581.0066
District heating | 2019 | Expansion of district heating area and investment in surplus heating. | 50-100 mDKK | 3183.7902
District heating | 2019 | Solar heating system with 5,024 m2 solar panels and a 1,000 m3 accumulation tank as well as a building for pump equipment and CRS-equipment for data collection. | 0-50 mDKK | 540.9347
District heating | 2019 | Extension of the district heating plant, new transmission lines to new areas. District heating is produced from wood chips and straw from Bornholm and replaces oil furnace heating. | 0-50 mDKK | 250.3019
District heating | 2019 | Extension of supply area, 20 oil furnaces and 20 old wood pellet plants to be replaced by district heating | 0-50 mDKK | 341.925
District heating | 2019 | Conversion from natural gas supply to district heating in industrial area | 0-50 mDKK | 551.5307
District heating | 2019 | Extension of existing solar heating system by 10% | 50-100 mDKK | 2288.1322
District heating | 2019 | Replacement of district heating pipelines to new twin pipelines, series 3. | 0-50 mDKK | 56.7029
District heating | 2019 | District heating extension | 50-100 mDKK | 2187.9372
District heating | 2019 | Extension of district heating area | 0-50 mDKK | 279.0629
District heating | 2019 | A 1,300 m transmission line. Complete renovation of piping network of 7,000 m | 0-50 mDKK | 528.6575
District heating | 2019 | Expansion of district heating area. Oil-fired burners replaced with district heating. | 0-50 mDKK | 73.3148
District heating | 2019 | Renovation project of 5 km pipes, including outlets. 54 new connections, converted from gas or oil to district heating | 0-50 mDKK | 99.0229
District heating | 2019 | Establishment of district heating in five small villages | 0-50 mDKK | 435.2644
Energy efficiency | 2019 | Modernization of street lighting, replacing fixtures | 0-50 mDKK | 49.1451
Energy efficiency | 2019 | Street lighting project – conversion to LED lighting | 0-50 mDKK | 507.4345
Energy efficiency | 2019 | Renovation of street ligting including changing fixtures | 0-50 mDKK | 45.9742
Clean public transportation | 2019 | Electric ferry, a four-year innovation project with the aim of designing, building and testing a 100% electrically powered medium-sized ferry. The ferry is CO2-neutral – no emissions at all. The electric ferry is working on an agreement with a power supplier providing certified green power. | 0-50 mDKK | 163.5705
Clean public transportation | 2019 | New hybrid ferry | 50-100 mDKK | 569.8767
Clean public transportation | 2019 | New hybrid ferry | 0-50 mDKK | 5.3916
District heating | 2019 | Establishment of piping network for new supply area | 0-50 mDKK | 69.5337
District heating | 2019 | Replacement of district heating pipelines, 410 metres + 23 outlets | 0-50 mDKK | 17.705
District heating | 2019 | Transmission line for CO2-neutral district heating for corporate customers. | 0-50 mDKK | 28.8424
District heating | 2019 | New district heating plant based on straw burning. Oil firing systems for storage for peak periods and stockpiling | 0-50 mDKK | 32.625
Clean public transportation | 2019 | Construction costs for light rail. the light rail replaces a diesel train on the same section. Some city busses will be closed down and redicted to the light rail. The light rail is also expected to result in fewer cars on the roads. These reductions in diesel have not been included in the calculation. | 100-250 mDKK | 128.0005
Energy efficiency | 2019 | Replacement of light fittings | 0-50 mDKK | 0
Energy efficiency | 2019 | Replacement of light fittings | 0-50 mDKK | 0
District heating | 2019 | Renovation of chip-fired burner. | 0-50 mDKK | 0
Water management | 2019 | New water well as security and new meters. No changes in capacity (60,000 m3) and number of persons (500) | 0-50 mDKK | 0
Water management | 2019 | Establishing a new drill site with an expected useful life of 25 years to replace the old site, which had been contaminated with a pesticide. The site’s dimensioned capacity has dropped from 17 m3 to 9 m3, but the new raw water pump has a lower consumption of electricity than the old one and contributes with clean drinking water for the same amount of people as before. | 0-50 mDKK | 0
Water management | 2019 | Replacement of 1400 metres of water mains and 34 service pipes. Old pipes: iron/eternit, new pipes: PE. The purpose of the replacement is to lower the loss of water by 5 %, improve troubleshooting in the future and avoid expensive repairs on worn down pipes. | 0-50 mDKK | 0
District heating | 2019 | New mains, service pipes and meters. | 0-50 mDKK | 0
Water management | 2019 | 1.1 kilometres supply pipe between an elevated water storage tank and a boosting pump. Replacement of boosting pump to achieve a stable pressure for the area. Expected useful life: 50 years. Consumption of electricity is reduced by approx. 15,000 kWh annually. | 0-50 mDKK | 0
District heating | 2019 | Electric heat pump systems using heat from fresh air | 0-50 mDKK | 0
Water management | 2019 | Maintaining supply safety through pipe renovation. 11 buildings provided with sewers. Separation of rain and wastewater. Overflow protection. | 0-50 mDKK | 0
District heating | 2019 | The heat station will comprise nine electric heat pumps producing district heating on the basis of waste heat from a data centre. In addition to the heat pumps, the building will have electrical installations for the supply of the heat pumps and various circulation pumps for district heating and waste heat. The station may later on be expanded with additional heat pumps | 0-50 mDKK | 0
Water management | 2019 | Includes pipe construction to viaduct through the establishment of a new PE-pipe including connections to service pipes and replacement of valves. Service pipes of iron are replaced. The establishment of a new 700 metres long PE-pipe is a matter of protecting resources. Annual reduction in water loss is approx. 250 m3. | 0-50 mDKK | 0
Water management | 2019 | Renovation of water pipes 3,275 metres, replacement of 28 sewer laterals and construction of 5 new laterals. 6 valves have been replaced and 1 new valve has been established. Quality control programme, implementing of drinking water safety in all supply areas at a level corresponding to the requirements in ISO 22000 on Food Safety Management. Maintenance of water works. | 0-50 mDKK | 0
Water management | 2019 | Resource protection. Purchase of land of 22.24 ha, adjoining drilling area. The land is leased to an organic farmer and is subject to a covenant that the land can be used for organic farming only | 0-50 mDKK | 0
District heating | 2019 | Renovation of 500 metres of district heating pipelines, new pipelines (series 3) to provide additional insulation. | 0-50 mDKK | 0
Water management | 2019 | Renovation of 1.4 kilometres of pipes. Replacement of 68 sewer laterals and construction of 10 new ones. Replaced 9 valves and established 1 new one. Systematic search for leakage with monitoring, so that loss of water can be kept below 10%. Establishing a hydraulic knowledge of the total infrastructure for the diversion of rain- and wastewater in the municipality. | 0-50 mDKK | 0
Water management | 2019 | Complete renovation of water works, e.g. the filtration plant. A system will be established which will reuse flushing water instead of leading it down the drain. | 0-50 mDKK | 0
District heating | 2019 | The project concerns service pipes and district heating extension in areas previously zoned for natural gas supply | 0-50 mDKK | 0
Water management | 2019 | Establishment of additional clean water tank of 205 m3 (reliability of supply) | 0-50 mDKK | 0
Water management | 2019 | Resource protection. 54 ha groundwater protecting forest reserve planted | 0-50 mDKK | 0
Water management | 2019 | New water works with a capacity from 88,000 m3 to 125,000 m3. Number of persons from 460 to 600. Installation of sand filter for water treatment. 6 KW solar panel system | 0-50 mDKK | 0
Water management | 2019 | Renovation of 2.3 kilometres of water mains. Replacement of 22 sewer laterals and construction of 16 new laterals. Replacement of 6 valves and establishment of 5 new ones. Targeted search for leakage through surveillance equipment aimed at keeping water loss below 4%. Implementation of drinking water safety in all supply areas at a level corresponding to the requirements in ISO 22000 on Food Safety Management. Maintenance of waterworks. | 0-50 mDKK | 0
District heating | 2019 | Replacement of district heating pipes, service pipes and replacement of valve chambers. | 0-50 mDKK | 0
Water management | 2019 | Pipe renovation | 0-50 mDKK | 0
Water management | 2019 | Renovation of pipes | 0-50 mDKK | 0
Water management | 2019 | Development project; the purpose of which is to develop new purification methods. Special focus has been on taking out as much primary sludge as possible from a treatment plant to create biogas. In relation to the piping network, the project aims to fight hydrogen sulphide and localise unwanted water. The study also involves the removal of medicinal residues. Size of the plant is 5,000 PE | 0-50 mDKK | 0
Water management | 2019 | Renovation of sewer main and laterals, acute repairs, SRO systems | 0-50 mDKK | 0
Water management | 2019 | Climate project, land development and 5,969 m of pipes/pipelines laid. New basin of 370 m3 | 0-50 mDKK | 0
Water management | 2019 | New establishment of 100 m of pipelines/pipes. 1,108 m of pipelines/pipes replaced. Annual reduction of water loss of 2%. New filtration plant. Reduction of pollution risk. Reduced electricity consumption. Capacity of 150 m3 | 0-50 mDKK | 0
Water management | 2019 | Renovation of pipes | 0-50 mDKK | 0
Water management | 2019 | Several projects, DKK 5.4 million spent on new pumps for softening of drinking water to a water hardness of dh 19 (previously 26). 2,000 m of pipelines have been replaced | 0-50 mDKK | 0
Water management | 2019 | In accordance with the wastewater management plan the project concerns working towards climate adaptation of the sewers before 2040. The work is carried out through diversion of rainwater and rebuilding with larger sewers. The climate adaptation is incorporated into the ongoing renovation. | 0-50 mDKK | 0
Water management | 2019 | Ensure sewerage supply in urban densification and development projects, renovation of pipes for use in climate adaptation of the rain- and wastewater system, efforts to detect extraneous water, separate sewerage, renovation of buildings, pumping stations and sewerage systems. | 0-50 mDKK | 0
Water management | 2019 | Renovation of sewer mains and sewer laterals, climate adaptation measures | 0-50 mDKK | 0
Water management | 2019 | Pipes for detention basin ensuring sufficient capacity, adjustment of terrain, renovation of overflow-drain. Sewer redevelopment, which causes a 50% reduction in overflow annually, local rainwater diversion and 3,750 metres of pipe renovation, energy optimization of pumps as well as ensuring a good work environment. | 0-50 mDKK | 0
Water management | 2019 | Wastewater sewerage in holiday area, 7,350 m of new pipelines/pipes | 0-50 mDKK | 0
Water management | 2019 | In connection with new well fields and a new waterworks a 5,667 metres raw water pipe will be established. The pipe will ensure the constant water supply for a future hospital through a ring system. | 0-50 mDKK | 0
Water management | 2019 | Rinsing water basins and aeration systems. | 0-50 mDKK | 0
Water management | 2019 | 2.5 kilometres of pipe renovation, replacement of 32 sewer laterals and the construction of 6 new ones, replaced 6 valves and established 3 new ones, systematic search for leakage with monitoring so that water loss can be kept below 7 %. Monitoring for well fields and new section wells. | 0-50 mDKK | 0
Water management | 2019 | Pipe renovation, detention basins, pumping stations, sewerage, new sewer laterals, renovation and expansion of purification plant. | 0-50 mDKK | 0
Water management | 2019 | Closing down of four existing plants and establishment of new waterworks. Closed filters, 20 km newly laid pipelines, 500 m renovated | 0-50 mDKK | 0
District heating | 2019 | Reinvestment in CO2-neutral district heating. Production plant based on wood chips. The production plant has a higher performance which will improve fuel efficiency by 10% | 0-50 mDKK | 0
Water management | 2019 | New bassin, renovation of pipes and sewer laterals, equipment shelter | 0-50 mDKK | 0
Water management | 2019 | Sectioning, renovation of pipes, water descaler | 0-50 mDKK | 0
District heating | 2019 | New storage facility for wood pellets. | 0-50 mDKK | 0
Water management | 2019 | Climate adaptation, redistribtion of pipes due to new public transportation lines, pipes renovation including sewer laterals | 0-50 mDKK | 0
Water management | 2019 | Replacement of PLC. | 0-50 mDKK | 0
Water management | 2019 | New pressure pipes (16,866 metres) for transporting wastewater to a new purification plant. The purpose is a reduction of emissions and improved purification, reduction of CO2 and an improved work environment. Expected useful life 10-75 years. | 0-50 mDKK | 0
Water management | 2019 | Renovation of pipes and water tower | 0-50 mDKK | 0
Water management | 2019 | Sectioning, renovation of pipes | 0-50 mDKK | 0
District heating | 2019 | The green purpose of the project is to ensure security of supply. Redistribution and renovation of grid, upsizing of pressure conditions. | 0-50 mDKK | 0
District heating | 2019 | Reinvestment in CO2-neutral district heating. Production plant based on wood chips. The production plant has a higher performance which will improve fuel efficiency by 10% | 0-50 mDKK | 0
Water management | 2019 | Separate sewerage projects, 10,948 m of pipelines/pipes have been replaced | 0-50 mDKK | 0
Water management | 2019 | Renovation of 6.2 kilometres of water mains. Necessary rerouting in connection with light rail. Replacement of 63 sewer laterals and construction of 11 new ones. Replacement of 9 valves and establishment of 4 new ones. Systematic search for leakage with monitoring so that loss of water can be kept below 8%. Implementation of drinking water safety in all supply areas at a level corresponding to the requirements in ISO 22000 on Food Safety Management. | 0-50 mDKK | 0
Water management | 2019 | Monitoring wells, renovation of waterworks, renovation of 7.8 kilometres of pipes, replacement of 111 sewer laterals and construction of 19 new ones. Replacement of 10 valves and establishment of 5 new ones. Systematic search for leakage. The monitoring wells have been established to ensure the sustainable extraction of drinking water. | 0-50 mDKK | 0
Water management | 2019 | DKK 16.9 million: Pipes for new waterworks as well as renovation of water pipelines, new crude-water pipelines offer reduced resistance and lower energy consumption. (25,000 m new and 720 m replaced) DKK 3.7 million: Establishment of new waterworks which is more energy-efficient than the two old waterworks it replaces, DKK 3.8 million: Establishment of well fields | 0-50 mDKK | 0
Water management | 2019 | New pressure pipes (16,866 metres) for transporting wastewater to a new purification plant. The purpose is a reduction of emissions and improved purification, reduction of CO2 and an improved work environment. Expected useful life 10-75 years. | 0-50 mDKK | 0
Water management | 2019 | Land development, 3,400 m of new sewage pipes, renovation of 900 m pipelines, sewer systems and renovation of pumping station | 0-50 mDKK | 0
District heating | 2019 | Power station renovation of couplings, updating of the leak detection system to ensure that any leaks may be detected and water wastage and heat loss may be avoided. New exchangers reduce heat loss, and pipelines have been insulated according to new norms, reduced heat loss. Conversion from natural gas to district heating. | 0-50 mDKK | 0
Water management | 2019 | Investment in sewerage in “open lands” (DKK 11.1 million). This investment involved the establishment of improved wastewater purification solutions for houses located in “open lands”/far from existing sewerage systems. These houses have previously discharged untreated wastewater to small rivers or brooks or other recipients. With the DKK 11.1 million investment significantly improved treatment of wastewater from these houses will be achieved and at the same time the discharge of harmful substances to nature will be reduced. In 2018, sewerage systems were established in further areas. Thus, the investment comprises improved treatment solutions for about 200 households with an estimated annual wastewater discharge of approx. 26,000 m3. Investment in rainwater basins (DKK 19.6 million). The investment is made to meet growing requirements for discharging surface water to small rivers and streams. As a result of these requirements, a number of open rainwater basins were established in 2018. The function of the basins is to hold back water from heavy rainfalls and distribute the discharge over a longer period of time. In this way, the fauna available in the streams to which rainwater is discharged can be protected. In 2018, the investment comprised eight basins with a total volume of approx. 16,000 m3 | 0-50 mDKK | 0
Water management | 2019 | Separate sewerage systems and climate adjustment projects. 26,000 m3 basin/facility and 36,000 m will be constructed. Annual reduction in overflow of 20,000 m3. Rainwater and wastewater have been separated to protect streams and houses against flooding. Rainwater basins have been established to purify rainwater, but also to protect the streams. Rainwater is reduced to 0,5-1 l/s/ha | 0-50 mDKK | 0
Water management | 2019 | Sewerage in holiday area to avoid pollution from septic tanks. 125,000 m of new pipelines and pipes. Annual volume of wastewater being processed 8,200 PE | 0-50 mDKK | 0
District heating | 2019 | Solar heating system 31,224 m2 solar panels, 4,500 m3 accumulation tank as well as a transit pipe of approx. 1 kilometer. Fuel-free heating replaces the burning of wood pellets and a little natural gas. | 0-50 mDKK | 0
Water management | 2019 | Redistribution of rain water, renovation of sewer mains and sewer laterals, sectioning etc. | 50-100 mDKK | 0
District heating | 2019 | New chip-fired heating plant with absorption heat pump and solar heating plant. Reduced emission of flue gas. Newly developed concept for extra utilization of solar heat in combination with an absorption heat pump. | 50-100 mDKK | 0
Water management | 2019 | New dual waterworks with two separate lines replacing three existing waterworks. Reduced and adjusted capacity. At the new waterworks, oxidation and filtration will take place in closed pressure filters contrary to the previous works which had direct access to the surface. Reduction of energy consumption as a result of modern, energy-efficient processing facility. Recycling facility for fibre rinse water, annual water savings of approx. 5%. Improved water treatment via UV system. 2 kw solar panel system on the roof. | 50-100 mDKK | 0
Water management | 2019 | Resource protection. Construction of surface water works, purifying and processing sea water to obtain drinking water quality. The processes used in the treatment are characterised by innovative thinking, for example chlorine is NOT used. The water replaces groundwater (drinking water). Processed sea water must not be used as drinking water even though it is of drinking water quality. The water is used by the industry in the town for processing purposes. 1,700 m pipelines newly laid. | 50-100 mDKK | 0
Water management | 2019 | Renovation of distribution system, renovation of water works, water meters. | 50-100 mDKK | 0
Water management | 2019 | Renovation of wastewater management system. Renovation and diversion of pipes in connection with the construction of a light rail. Separation of road water. Projects regarding the handling of extreme rain falls. | 50-100 mDKK | 0
Water management | 2019 | Pipe renovation, pipe for basin, renovation of buildings and new sewer laterals. Renovation of pumping station. Assorted municipal climate projects. Separation of cloudburst protection for road in the form of a rainwater tunnel. | 100-250 mDKK | 0
Water management | 2019 | Renovation and redistribution of pipes, cloudburst-protection, purification of water from roads, rainwater gardens and climate adaptation etc. | 100-250 mDKK | 0
District heating | 2019 | Conversion to steam, new pipes and service pipes, technical facilities | 250-500 mDKK | 0
District heating | 2018 | Biomass-fired boiler and hookup to new district heating area. Phases out old oil-fired boilers owned by individual consumers. Only uses local wood chips. | 0-50 mDKK | 3539.4104
District heating | 2018 | Transmission pipe, utilization of surplus heat from factory. Results in reduction of fuel consumption from straw and wood pellets. | 0-50 mDKK | 667.6026
District heating | 2018 | Biomass-fired boiler container | 0-50 mDKK | 891.2684
District heating | 2018 | Woodchip-fired heating plant (replacing coal). The greatest part of the delivery of wood chips is sailed into the harbour, where previously all fuel (straw and coal) was moved by truck over long distances. | 100-250 mDKK | 25849.1824
District heating | 2018 | New wood pellet-fired boiler plant and transmission system. The new plant is supplied with flue gas filters to reduce the strain of dust on the surroundings. | 0-50 mDKK | 895.3718
District heating | 2018 | Establishment of satellite facility (wood pellet-fired) with mains for housing developments (500 lots) providing low temperature district heating. | 0-50 mDKK | 1831.9237
District heating | 2018 | Heat storage tank 2,000 m3 | 0-50 mDKK | 478.9478
District heating | 2018 | 2 heat pumps | 0-50 mDKK | 1110.3077
District heating | 2018 | Conversion of natural gas heating to district heating | 0-50 mDKK | 1242.6
Energy efficiency | 2018 | Multiple municipal climate investments during 2017. | 0-50 mDKK | 206.25
District heating | 2018 | Geothermal injection boring | 0-50 mDKK | 1356.4433
District heating | 2018 | Conversion to district heating in industrial area | 0-50 mDKK | 574.5914
District heating | 2018 | Conversion from natural gas to district heating incl. simultaneous expansion of transmission system and production system. | 250-500 mDKK | 16063.7541
District heating | 2018 | Conversion from natural gas to district heating incl. simultaneous expansion of transmission system and production system. | 50-100 mDKK | 3227.7247
District heating | 2018 | Expansion of district heating area. District heating is supplied by wood chip-fired power plant and replaces individual oil-firing. | 0-50 mDKK | 35.3031
District heating | 2018 | Replacement of 21-years old wood chip-fired boiler with a more modern boiler with a higher efficiency, as well as installation of absorption heat pump for use in the off-season. Both installations reduces oil consumption and produces more heat from the same amount of wood chips. | 0-50 mDKK | 199.0724
District heating | 2018 | Conversion from natural gas to district heating and replacement of calorimeters | 0-50 mDKK | 1150.2122
District heating | 2018 | Expansion of district heating area | 0-50 mDKK | 337.7626
District heating | 2018 | Expansion of district heating plant, new transmission pipes for new area. | 50-100 mDKK | 2332.4555
District heating | 2018 | Biomass-fired system and connection of new district heating area. Phasing out of old oil furnaces at individual consumers. | 0-50 mDKK | 73.4302
District heating | 2018 | Replacement of gas boiler and pipeline replacements | 0-50 mDKK | 56.2852
District heating | 2018 | Establishment of 16.3 km feed circuit | 0-50 mDKK | 852.9694
District heating | 2018 | Establishment of heat pump and expansion of network. The project will lead to a reduction of natural gas of approx. 454,000 Nm3 | 0-50 mDKK | 212.0458
District heating | 2018 | Establishment of heat pump and expansion of network. The project will lead to a reduction of natural gas of approx. 454,000 Nm3 | 0-50 mDKK | 168.0978
District heating | 2018 | Replacement of old mains and service pipes with insulation series 3 pipes with very low thermal loss. | 0-50 mDKK | 69.1523
District heating | 2018 | New straw-fired boiler plant. Rainwater is used for wetting ashes. | 0-50 mDKK | 365.7909
Energy efficiency | 2018 | Insulation of thermal envelope, lighting, automatic energy collection, pumps, heat management etc. | 0-50 mDKK | 96.2341
Energy efficiency | 2018 | Street lighting project – change to LED lighting. | 0-50 mDKK | 290.3099
District heating | 2018 | Replacement of 200 m 36-year-old district heating pipe with new high-insulation series 3 pipes. | 0-50 mDKK | 17.1552
Energy efficiency | 2018 | Expenditure for energy savings and the ESCO project | 0-50 mDKK | 292.6644
Clean public transportation | 2018 | Electric ferry, a 4-year innovation project intended to design, build and test a 100% electric medium-sized ferry. The ferry is co2-neutral – no emission whatsoever. The electric ferry is working on getting an agreement with a power company to ensure that they receive certified green electricity. Savings of 14,500 kg NOx annually. | 0-50 mDKK | 363.2899
Clean public transportation | 2018 | Electric ferry, a 4-year innovation project intended to design, build and test a 100% electric medium-sized ferry. The ferry is co2-neutral – no emission whatsoever. The electric ferry is working on getting an agreement with a power company to ensure that they receive certified green electricity. Savings of 14,500 kg NOx annually. | 0-50 mDKK | 43.8752
District heating | 2018 | Renovation and redistribution of transmission system | 0-50 mDKK | 15.6921
District heating | 2018 | Extension of district heating area | 50-100 mDKK | 241.5254
District heating | 2018 | Solar heating system for approx. 1800 consumers, 24,500 m2 solar panels and 800 m transmission pipes | 0-50 mDKK | 12.1862
District heating | 2018 | Solar heating system for approx. 1800 consumers, 24,500 m2 solar panels (produces approx. 12,800 MWh annually) and 800 m transmission pipes | 0-50 mDKK | 37.6426
Water management | 2018 | Complete renovation of water works. Results in an annual reduction of water loss of 5%. Also produces 2 KWh annually. Reduction of CO2 by 2 tonnes annually. Electronic scale removal. | 0-50 mDKK | 0.25661
Clean public transportation | 2018 | Construction costs for lightrail. The lightrail replaces a diesel-run train on the same route. Some city busses will be discontinued and rerouted to the lightrail, and, similarly, the lightrail is expected to result in fewer cars on the road. These savings in diesel fuel have not been included in the calculation. | 250-500 mDKK | 333.1121
District heating | 2018 | Pipe renovation and optimization of transmission system. | 0-50 mDKK | 43.8667
Water management | 2018 | New purification plant and separated sewer system. 11,000 m pipes. Capacity 100,000 PE. Annual amount of treated wastewater: 7,000,000 PE. 50,000 people get their wastewater treated in an area of 2,023 ha. Annual reduction of emissions: 22,000 kg nitrogen, 1,000 kg phosphorus, 620 kg organic material (BI5). By 2022 the plant is expected to be able to remove medical remnants. Annual amount of wastewater sludge which is treated and arranged: 1,022 tonnes, 21% TS, 0% sludge is incinerated. Production of green energy 4,400,000 KWh annually. Reduction of CO2-emissions 114 tonnes annually. | 100-250 mDKK | 40.7747
Water management | 2018 | Renovation of boring | 0-50 mDKK | 0
Energy efficiency | 2018 | Battery system (geothermal heating) resulting in an annual reduction of 1/3 of consumption. | 0-50 mDKK | 0
Water management | 2018 | Carbon filter system | 0-50 mDKK | 0
Water management | 2018 | Renovation of water works | 0-50 mDKK | 0
Water management | 2018 | Renovation and isolation of digestion tank. | 0-50 mDKK | 0
Water management | 2018 | Water pipes, gauges etc. | 0-50 mDKK | 0
Water management | 2018 | Water supply | 0-50 mDKK | 0
Water management | 2018 | Renovation of waterworks | 0-50 mDKK | 0
Water management | 2018 | Renovation of water pipes | 0-50 mDKK | 0
Water management | 2018 | Renovation of water pipes | 0-50 mDKK | 0
Energy efficiency | 2018 | 323 fittings have been changed to LED and 2,322 light sources changed to LED-sources (retrofit). | 0-50 mDKK | 0
Water management | 2018 | Rinsing-water reservoir | 0-50 mDKK | 0
Water management | 2018 | Climate adaptation | 0-50 mDKK | 0
District heating | 2018 | Installation of 2 thermal heat pumps that saves on the purchase of wood chips. Wood chips are CO2-neutral and thus there is no reduction in CO2. | 0-50 mDKK | 0
Water management | 2018 | Purification plant | 0-50 mDKK | 0
Water management | 2018 | Investments concerning water supply | 0-50 mDKK | 0
Water management | 2018 | Wastewater treatment plant | 0-50 mDKK | 0
Water management | 2018 | Water distribution system and sectioning | 0-50 mDKK | 0
Water management | 2018 | Complete renovation of water treatment facility from cascade aeration and open filters to modern waterworks with closed aeration system and two lines with pressurized double filtration, so that the water circuit is closed. Furthermore, renovation of clean water tank. | 0-50 mDKK | 0
Energy efficiency | 2018 | Replacement of street lighting, renovation of fittings and light sources. | 0-50 mDKK | 0
Water management | 2018 | Pipe renovation | 0-50 mDKK | 0
Water management | 2018 | Investments concerning water supply | 0-50 mDKK | 0
Water management | 2018 | Water distribution system | 0-50 mDKK | 0
Water management | 2018 | Purification plant | 0-50 mDKK | 0
Water management | 2018 | Wastewater treatment plant | 0-50 mDKK | 0
Water management | 2018 | Water distribution system | 0-50 mDKK | 0
District heating | 2018 | Setting up a chip-fired boiler for summer operations and a new bio oil tank. Excavation of 2 100,000 litre oil tanks + isolation of new tank for bio oil. CO2-neutral fuel consisting of wood chips and bio oil. The new boiler will phase out the use of bio oil by 95%. In the future oil will only be used in emergencies. | 0-50 mDKK | 0
Water management | 2018 | Investments concerning water supply | 0-50 mDKK | 0
Water management | 2018 | New water boring and pipe. Ensures urban development and water supply. Increase of 50 m3/hour at full operation, which doubles the output. Approx. 10.000 consumers. New pipes: 1,800 m. Renovation of pipes: 350 m. Replacement of pipes 350 m. Produces a saving on water of 2% annually. | 0-50 mDKK | 0
Water management | 2018 | Renovation of plant, including replacement of PLC, sludge extraction system. | 0-50 mDKK | 0
Water management | 2018 | Investments concerning water supply | 0-50 mDKK | 0
Water management | 2018 | Water supply | 0-50 mDKK | 0
Water management | 2018 | Sewer renovation | 0-50 mDKK | 0
Water management | 2018 | Water work | 0-50 mDKK | 0
Water management | 2018 | New waterworks | 0-50 mDKK | 0
District heating | 2018 | Renovation and modernization of transmission system. The plant is already CO2-neutral (free of fossil fuels). | 0-50 mDKK | 0
Water management | 2018 | Distribution of drinking water, sewerage and investment in purification plant | 0-50 mDKK | 0
Water management | 2018 | New waterworks | 0-50 mDKK | 0
Water management | 2018 | Purification plant | 0-50 mDKK | 0
Water management | 2018 | Climate adaptation | 0-50 mDKK | 0
Water management | 2018 | Investment concerning water and wastewater | 0-50 mDKK | 0
Water management | 2018 | Renovation of sewer pipes and purification plant | 0-50 mDKK | 0
Water management | 2018 | New water work | 0-50 mDKK | 0
Water management | 2018 | Investments concerning water supply | 0-50 mDKK | 0
Water management | 2018 | Wastewater treatment plant | 0-50 mDKK | 0
Water management | 2018 | Water distribution system and water container | 0-50 mDKK | 0
Water management | 2018 | Wastewater treatment plant | 0-50 mDKK | 0
Water management | 2018 | Water distribution system and water filters | 0-50 mDKK | 0
Water management | 2018 | Sewerage and sewer redevelopment | 0-50 mDKK | 0
Water management | 2018 | Sewer transportation system | 0-50 mDKK | 0
Water management | 2018 | New building, establishment of clean water tank, filters and emergency pipe, new pipes 2,600 m. | 0-50 mDKK | 0
Water management | 2018 | New waterworks | 0-50 mDKK | 0
Water management | 2018 | Climate adaptation project | 0-50 mDKK | 0
District heating | 2018 | Replacement of 32-years old wood chip boiler. New boiler means improved combustion and thus less consumption of wood chips. Wood chips are considered CO2-neutral, thus there are no savings on CO2, but a 4% improved utilization. | 0-50 mDKK | 0
Water management | 2018 | Wastewater treatment plant | 0-50 mDKK | 0
Water management | 2018 | Pipes, ultrasound measuring and softening systems | 0-50 mDKK | 0
Water management | 2018 | Wastewater treatment plant | 0-50 mDKK | 0
Water management | 2018 | Capital expenditure for water supply | 0-50 mDKK | 0
Water management | 2018 | Wastewater treatment plant | 0-50 mDKK | 0
Water management | 2018 | Water supply | 0-50 mDKK | 0
Water management | 2018 | Wastewater treatment plant | 0-50 mDKK | 0
Water management | 2018 | Drilling sites and water distribution system | 0-50 mDKK | 0
Water management | 2018 | Renovation of water pipes | 0-50 mDKK | 0
Water management | 2018 | Sewerage, purification plants and pumping stations | 0-50 mDKK | 0
Water management | 2018 | Sewerage, purification plants and pumping stations | 0-50 mDKK | 0
Water management | 2018 | Water distribution system | 0-50 mDKK | 0
Water management | 2018 | Water distribution system | 0-50 mDKK | 0
Water management | 2018 | Investments concerning water supply | 0-50 mDKK | 0
Water management | 2018 | Investments concerning water supply | 0-50 mDKK | 0
Water management | 2018 | Purification plant and reservoirs | 0-50 mDKK | 0
Water management | 2018 | Wastewater treatment plant | 0-50 mDKK | 0
Water management | 2018 | Wastewater treatment plant | 0-50 mDKK | 0
Water management | 2018 | New waterworks and water gauges | 0-50 mDKK | 0
Water management | 2018 | New waterworks and water gauges | 0-50 mDKK | 0
Water management | 2018 | Investments concerning wastewater | 0-50 mDKK | 0
Water management | 2018 | Wastewater treatment plant | 0-50 mDKK | 0
Water management | 2018 | Investments concerning wastewater | 0-50 mDKK | 0
Water management | 2018 | Water distribution system | 50-100 mDKK | 0
Water management | 2018 | Capital expenditure concerning wastewater | 100-250 mDKK | 0
District heating | 2018 | Construction costs for district heating supply, renovation of pipes, technical plant, renovation of peak load, heat pumps. Steam conversion etc. | 250-500 mDKK | 0
District heating | 2017 | Purchase of heat pump | 0-50 mDKK | 663.6041
District heating | 2017 | New feed circuits in connection to solar collector - a condition for utilizing solar heat. | 0-50 mDKK | 427.6252
District heating | 2017 | New straw-fired plant | 0-50 mDKK | 541.471
District heating | 2017 | New high pressure boiler using biomass | 100-250 mDKK | 16788.4587
District heating | 2017 | Heat pump. Works with air-to-water and water-to-water. Collaboration with local industry on cooling proces. | 0-50 mDKK | 1880.4368
District heating | 2017 | New plant for producing district heating | 0-50 mDKK | 2872.3261
District heating | 2017 | District heating transmission pipe for the supplying of 3 cities. Realised savings in 2017: 9.136 MWh heat based on gas. With an efficiency of 95% and a conversion factor of 56,99 kg/GJ the annual CO2-reduction is 4,132.69 tonnes. | 50-100 mDKK | 3207.1639
District heating | 2017 | Building a new biomass-fired CHP plant, change from gas burning to wood chip burning replacing 4,017,000 GJ annually in fossil fuels. | >500 mDKK | 43992.7739
District heating | 2017 | Expansion of district heating area. District heating is supplied by wood chip-fired power plant and replaces individual oil-firing. | 0-50 mDKK | 355.9399
District heating | 2017 | Transfer of 1,500 households from natural gas to district heating. | 0-50 mDKK | 1150.759
District heating | 2017 | 7 MW solar heating system, transmission pipe and storage tank. | 0-50 mDKK | 615.6193
District heating | 2017 | Solar heating system, 11 m2, solar collectors, transmission pipes, storage tank 3,000 m2. | 0-50 mDKK | 871.5798
District heating | 2017 | Expansion of district heating area, conversion from natural gas to district heating | 0-50 mDKK | 551.4635
District heating | 2017 | Hooking up a new area to district heating. | 0-50 mDKK | 161.4738
Energy efficiency | 2017 | Project for street lighting – change to LED. | 0-50 mDKK | 601.9834
District heating | 2017 | New straw-fired boiler plant | 0-50 mDKK | 299.5919
District heating | 2017 | Pipes, heat pump, straw bale shredder, geothermal system | 0-50 mDKK | 295.0252
District heating | 2017 | Expansion of district heating area putting an end to local burning of oil and gas | 50-100 mDKK | 718.8262
District heating | 2017 | Two new transmission systems | 50-100 mDKK | 804.4504
Clean public transportation | 2017 | Construction costs for lightrail. The lightrail replaces a diesel-run train on the same route. Some city busses will be discontinued and rerouted to the lightrail, and, similarly, the lightrail is expected to result in fewer cars on the road. These savings in diesel fuel have not been included in the calculation. | 250-500 mDKK | 448.4642
District heating | 2017 | Chip-fired heat plant | 0-50 mDKK | 7.7137
Water management | 2017 | New purification plant and separated sewer system. 11,000 m pipes. Capacity 100,000 PE. Annual amount of treated wastewater: 7,000,000 PE. 50,000 people get their wastewater treated in an area of 2,023 ha. Annual reduction of emissions: 22,000 kg nitrogen, 1,000 kg phosphorus, 620 kg organic material (BI5). By 2022 the plant is expected to be able to remove medical remnants. Annual amount of wastewater sludge which is treated and arranged: 1,022 tonnes, 21% TS, 0% sludge is incinerated. Production of green energy 4,400,000 KWh annually. Reduction of CO2-emissions 114 tonnes annually. | 100-250 mDKK | 31.0745
Water management | 2017 | Renovation of waterworks | 0-50 mDKK | 0
Water management | 2017 | Renovation of waterworks | 0-50 mDKK | 0
Water management | 2017 | Expansion of waterworks | 0-50 mDKK | 0
Water management | 2017 | Expansion of production facility and water distribution system | 0-50 mDKK | 0
Water management | 2017 | Renovation of water distribution system as well as establishment of connecting pipe. | 0-50 mDKK | 0
Water management | 2017 | Renovation of water distribution system | 0-50 mDKK | 0
Water management | 2017 | Replacement of gauges and renovation of waterworks | 0-50 mDKK | 0
Water management | 2017 | Establishment of an emergency supply pipe | 0-50 mDKK | 0
Water management | 2017 | Piping | 0-50 mDKK | 0
Water management | 2017 | Water distribution system | 0-50 mDKK | 0
Water management | 2017 | Renovation of water distribution system and sectioning | 0-50 mDKK | 0
Water management | 2017 | New waterworks | 0-50 mDKK | 0
Water management | 2017 | Reservoirs | 0-50 mDKK | 0
Water management | 2017 | Water distribution system | 0-50 mDKK | 0
Water management | 2017 | Water distribution system | 0-50 mDKK | 0
Water management | 2017 | Modernisation of waterworks incl. a new boring | 0-50 mDKK | 0
District heating | 2017 | Replacement of mains and service pipes. Reduced loss of water. | 0-50 mDKK | 0
Water management | 2017 | Water distribution system | 0-50 mDKK | 0
Water management | 2017 | Refiltration plant, replacement og gauges, new drilling site and hook up to main. | 0-50 mDKK | 0
Water management | 2017 | Replacement of parts of the water distribution system | 0-50 mDKK | 0
Water management | 2017 | Water distribution system | 0-50 mDKK | 0
Water management | 2017 | Investment in waterworks | 0-50 mDKK | 0
Water management | 2017 | Purification plant and water distribution system | 0-50 mDKK | 0
Water management | 2017 | Water distribution system | 0-50 mDKK | 0
Water management | 2017 | Renovation of water distribution system | 0-50 mDKK | 0
Water management | 2017 | Pipes and pumping stations | 0-50 mDKK | 0
Clean public transportation | 2017 | Modernisation of train tracks | 0-50 mDKK | 0
Water management | 2017 | Extraction and distribution of domestic water | 0-50 mDKK | 0
Water management | 2017 | Climate adaptation initiatives | 0-50 mDKK | 0
Water management | 2017 | Water distribution system | 0-50 mDKK | 0
Water management | 2017 | Renovation and optimization of the purification plants | 0-50 mDKK | 0
Water management | 2017 | Water supply | 0-50 mDKK | 0
Water management | 2017 | waterworks and pipes | 0-50 mDKK | 0
Water management | 2017 | Water supply | 0-50 mDKK | 0
Water management | 2017 | waterworks and water pressure boosters | 0-50 mDKK | 0
Water management | 2017 | Water supply | 0-50 mDKK | 0
Water management | 2017 | Pipe renovation, water gauges and extension of boring site | 0-50 mDKK | 0
Water management | 2017 | Purification plant and water distribution system | 0-50 mDKK | 0
Water management | 2017 | Water distribution system | 0-50 mDKK | 0
Water management | 2017 | Purification plant and expansion of filtration building | 0-50 mDKK | 0
Water management | 2017 | Replacement of water mains as well as establishment og new water pipes | 0-50 mDKK | 0
Water management | 2017 | Renewal and redistribution of water pipes | 0-50 mDKK | 0
Water management | 2017 | Water pipe, softening system, pumps and gauges | 0-50 mDKK | 0
Water management | 2017 | Renovation of water distribution system and site development | 0-50 mDKK | 0
Water management | 2017 | Reinvestment in sewer transportation system | 0-50 mDKK | 0
Energy efficiency | 2017 | 37 projects in different municipal institutions. Replacement of lighting, insulation of heating pipes, electrical insulation, insulation and new windows, replacement of pump, water-automation, thermostat valves etc. | 0-50 mDKK | 0
Water management | 2017 | Meter laboratory and geographical information system | 0-50 mDKK | 0
Water management | 2017 | Renovation of water distribution system | 0-50 mDKK | 0
Water management | 2017 | Sewerage and sewer renovation | 0-50 mDKK | 0
Water management | 2017 | Wastewater treatment plant | 0-50 mDKK | 0
Water management | 2017 | Water distribution system | 0-50 mDKK | 0
Water management | 2017 | Reservoir | 0-50 mDKK | 0
Water management | 2017 | Reservoir | 0-50 mDKK | 0
Water management | 2017 | Wastewater treatment plant | 0-50 mDKK | 0
Water management | 2017 | Laying of sewer in connection with site development | 0-50 mDKK | 0
Water management | 2017 | New waterworks | 0-50 mDKK | 0
Water management | 2017 | Water pipes and pumping station | 0-50 mDKK | 0
Water management | 2017 | Climate adaptation | 0-50 mDKK | 0
Water management | 2017 | Sewerage and purification plant | 0-50 mDKK | 0
Water management | 2017 | Water distribution system | 0-50 mDKK | 0
Water management | 2017 | Wastewater treatment plant | 0-50 mDKK | 0
Water management | 2017 | Pipe renovation | 0-50 mDKK | 0
Water management | 2017 | New waterworks, pipes, drilling sites and gauges | 0-50 mDKK | 0
Water management | 2017 | New waterworks, pipes, drilling sites and gauges | 0-50 mDKK | 0
Water management | 2017 | Establishing remote reading of gauges, renovation of water distribution system etc. | 0-50 mDKK | 0
Water management | 2017 | Water pipes, sectioning, extraction and drilling sites | 0-50 mDKK | 0
Water management | 2017 | Drainage of rainwater, water distribution system and pumps etc. | 0-50 mDKK | 0
Water management | 2017 | waterworks, water distribution system, gauge reading | 0-50 mDKK | 0
Water management | 2017 | waterworks | 0-50 mDKK | 0
Water management | 2017 | Severing of purification plant | 0-50 mDKK | 0
Water management | 2017 | Water pipes | 0-50 mDKK | 0
Water management | 2017 | Sewer renovation and site development | 0-50 mDKK | 0
Water management | 2017 | waterworks and water distribution system | 0-50 mDKK | 0
Water management | 2017 | Sewerage and pumping stations | 0-50 mDKK | 0
Water management | 2017 | Sewerage | 0-50 mDKK | 0
Water management | 2017 | Renovation of water distribution system | 0-50 mDKK | 0
Water management | 2017 | Tunnels, pipes and pumping stations | 0-50 mDKK | 0
Water management | 2017 | waterworks, water distribution system and reservoirs | 0-50 mDKK | 0
Water management | 2017 | waterworks and pipes | 0-50 mDKK | 0
Water management | 2017 | Separationssystem for sewer system | 0-50 mDKK | 0
Water management | 2017 | Wastewater treatment plant | 0-50 mDKK | 0
District heating | 2017 | Utilisation of surplus heat, expansion of transmission system, conversion from gas to district heating. | 0-50 mDKK | 0
Water management | 2017 | Sewer renovation | 0-50 mDKK | 0
Water management | 2017 | Water pipes and renovation of water tower | 0-50 mDKK | 0
Water management | 2017 | Separate sewerage | 0-50 mDKK | 0
Water management | 2017 | Sewerage in summer cottage area | 0-50 mDKK | 0
Water management | 2017 | Water purification plant, sewerage and site development | 0-50 mDKK | 0
Water management | 2017 | Renovation of water distribution system | 0-50 mDKK | 0
District heating | 2017 | Conversion from natural gas to district heating | 0-50 mDKK | 0
Water management | 2017 | Wastewater treatment plant | 0-50 mDKK | 0
Water management | 2017 | Water distribution system, pumps and reservoirs | 0-50 mDKK | 0
Water management | 2017 | Wastewater treatment plant | 0-50 mDKK | 0
Water management | 2017 | Wastewater treatment plant | 0-50 mDKK | 0
Water management | 2017 | New waterworks | 0-50 mDKK | 0
Water management | 2017 | New waterworks, groundwater protection, 2 steel tanks 750 m3, renovation of water distribution system | 0-50 mDKK | 0
Water management | 2017 | Wastewater treatment plant | 0-50 mDKK | 0
Water management | 2017 | Wastewater treatment plant | 0-50 mDKK | 0
Water management | 2017 | Extraction and distribution of water and wastewater | 0-50 mDKK | 0
Water management | 2017 | waterworks | 0-50 mDKK | 0
Water management | 2017 | Water distribution system, purification plant, sewer redevelopment, renovation of pumps | 0-50 mDKK | 0
Water management | 2017 | Renovation of sewer pipes and purification plant | 0-50 mDKK | 0
Water management | 2017 | Purification plant, reservoir and separation | 0-50 mDKK | 0
Water management | 2017 | Reservoirs | 0-50 mDKK | 0
Water management | 2017 | Tunnels, pipes and ground reservoirs | 50-100 mDKK | 0
Water management | 2017 | Renovation of water distribution system | 50-100 mDKK | 0
Water management | 2017 | waterworks, elevated tank and pipes | 50-100 mDKK | 0
Water management | 2017 | Reservoirs | 100-250 mDKK | 0
Water management | 2017 | Tunnels, pipes and pumping stations | 100-250 mDKK | 0
District heating | 2017 | Transmission pipes to 5 larger cities and a pumping station. | 100-250 mDKK | 0
Clean public transportation | 2017 | Train carriages | 250-500 mDKK | 0
District heating | 2016 | Expansion of transmission system and new transmission pipe | 0-50 mDKK | 2567.4016
District heating | 2016 | Conversion of plant from natural gas to district heating for residences, institutions and businesses in a larger area in a Copenhagen suburb. | 50-100 mDKK | 2825.1254
District heating | 2016 | Establishment of transmission system and district heating hook up | 50-100 mDKK | 2380
District heating | 2016 | Solar heating system, district heating points and pipe renovation | 0-50 mDKK | 16.2574
Water management | 2016 | Separate sewerage | 0-50 mDKK | 0
Water management | 2016 | Sewerage, CIPP Lining, renovation of pumping stations/purification plants | 0-50 mDKK | 0
Water management | 2016 | Laying of new sewer and sewer renovation | 0-50 mDKK | 0
Water management | 2016 | Sewerage and water purification plant | 0-50 mDKK | 0
Water management | 2016 | Sewer pipes | 0-50 mDKK | 0
Water management | 2016 | Water distribution system and purification plant | 0-50 mDKK | 0
Water management | 2016 | Sewerage and water distribution system | 0-50 mDKK | 0
Water management | 2016 | Sewerage and water distribution system | 0-50 mDKK | 0
Water management | 2016 | Separation and closure of purification plant | 0-50 mDKK | 0
Water management | 2016 | Sewerage projects | 0-50 mDKK | 0
Water management | 2016 | New waterworks | 0-50 mDKK | 0
Water management | 2016 | Climate adaptation project | 0-50 mDKK | 0
Water management | 2016 | Wastewater pipes | 0-50 mDKK | 0
Water management | 2016 | Water plan and separate sewerage | 0-50 mDKK | 0
Water management | 2016 | Renovation and expansion of water distribution system | 0-50 mDKK | 0
Water management | 2016 | Purification plant and water distribution system | 0-50 mDKK | 0
Water management | 2016 | New purification plant | 0-50 mDKK | 0
Water management | 2016 | Investment in waterworks and purification plants | 0-50 mDKK | 0
Water management | 2016 | Water distribution system | 0-50 mDKK | 0
Water management | 2016 | Sewer renovation | 0-50 mDKK | 0
Water management | 2016 | Water distribution system | 0-50 mDKK | 0
Water management | 2016 | Pipes, waterworks and reservoirs | 0-50 mDKK | 0
Water management | 2016 | Water plan and separate sewerage | 0-50 mDKK | 0
Water management | 2016 | Extraction and distribution of domestic water, sewerage and purification plant | 0-50 mDKK | 0
Water management | 2016 | Wastewater treatment plant | 0-50 mDKK | 0
Water management | 2016 | Pipes, waterworks and reservoirs | 0-50 mDKK | 0
Water management | 2016 | Purification plant and sewerage | 0-50 mDKK | 0
Water management | 2016 | Reduce pollution by reducing the frequency and volume of rain-based reloads from drainage system. 8 km main pipes. 2 basins 3,100 m3 and 1,400 m3 roadside beds. | 50-100 mDKK | 0
Water management | 2016 | Water supply, water distribution system, pipes and purification plant | 50-100 mDKK | 0
Water management | 2016 | Pipes, waterworks and reservoirs | 50-100 mDKK | 0
Water management | 2016 | Wastewater treatment plant | 50-100 mDKK | 0
Water management | 2016 | Wastewater treatment plant | 100-250 mDKK | 0
Water management | 2016 | Wastewater treatment plant | 100-250 mDKK | 0
Water management | 2016 | Pipes, waterworks and reservoirs | 100-250 mDKK | 0
District heating | 2016 | Change from thermal system to hydro system. A change of the existing thermal system to a hydro system will create energy- and environmental advantages as loss of energy in the district heating system will be reduced. New transmission system (mains and service pipes) and renovation of existing pipes and pumping stations. | 100-250 mDKK | 0